## Information Sheet
Public-side Service Line Information Keys
Lead Gooseneck, Pigtail or Connector Currently Present? | Current Public Side SL Material | Was Public SL Material Ever Previously Lead? | Public SL Material Verification Method | Public SL Size
Yes | Lead including lead-lined galvanized | Yes | Records | Upto 1"
No | Copper | No | Field Inspection | 1" < SL ≤ 1.5"
Unknown | Galvanized | Unknown | Excavation | 1.5" < SL ≤ 2"
| Plastic |  | Sequential Sampling | larger than 2"
| Known Other |  | Statistical Analysis/Predictive Model | unknown
| Unknown but could be lead |  | Other
| Unknown but unlikely lead |  | Not Verified
Unknown
Customer Side Service Line Information Keys
Customer SL Material | Customer SL Material Verification Method | Lead Solder Present? | Building Type | POU or POE Treatment Present? | Customer SL Size
Lead including lead-lined galvanized | Records | Yes | Single Family | Yes | Upto 1"
Copper | Field Inspection | No | Multi Family | No | 1" < SL ≤ 1.5"
Galvanized | Customer Identification with Photo or Other Verification | Unknown | School or Childcare | Unknown | 1.5" < SL ≤ 2"
Plastic | Excavation |  | Business |  | larger than 2"
Known Other | Sequential Sampling |  | Other including Multiuse |  | unknown
Unknown but could be lead | Statistical Analysis/Predictive Model
Unknown but unlikely lead | Other
Unknown | Not Verified
Entire Service Line Inventory Categories
SL Category
Lead
GSLRR
Non-Lead
Unknown - Lead Status Unknown

## Inventory
Street Address | Town | Zip Code | Lead Gooseneck, Pigtail or Connector Currently Present? | Current Public Side SL Material ⓘ | Was Public SL Material Ever Previously Lead? | Public SL Material Verification Method ⓘ | Public SL Installation or Replacement Date | Public SL Size | Customer SL Material ⓘ | Customer SL Material Verification Method ⓘ | Lead Solder Present? | Building Type | POU or POE Treatment Present? ⓘ | Customer SL Installation or Replacement Date | Customer SL Size | SL Category ⓘ | Note
1 Academy Pl | Watertown | 13601 | Unknown | Copper | Unknown | Records | 1932-06-21 | 0.75 | Galvanized | Records | Unknown | Single Family | Unknown | 1925-11-19 | 1 | GSLRR
3 Academy Pl | Watertown | 13601 | Unknown | Copper | Unknown | Records | 1926-11-23 | 0.75 | Galvanized | Records | Unknown | Single Family | Unknown | 1926-11-23 | 1 | GSLRR
1001-1003 Academy St | Watertown | 13601 | Unknown | Unknown | Unknown |  | 1934-06-01 | 0.75 | Galvanized | Records | Unknown | Multi Family | Unknown | 1907-04-17 | 0.75 | GSLRR
1002 Academy St | Watertown | 13601 | Unknown | Unknown | Unknown | Records | 1934-06-01 | 0.75 | Copper | Records | Unknown | Single Family | Unknown | 1950-06-01 | 0.75 | Unknown
1005-1007-1009-1011 Academy St | Watertown | 13601 | No | Copper | Unknown | Records | 1975-09-03 | 1 | Copper | Records | Unknown | Multi Family | Unknown | 1975-09-03 | 0.75 | Non-Lead
1005-1009 Academy St | Watertown | 13601 | Unknown | Copper | Unknown | Records | 1976-09-02 | 0.75 | Copper | Records | Unknown | Multi Family |  | 1975-09-02 | 0.75 | Non-Lead
1006 Academy St | Watertown | 13601 | No | Copper | Unknown | Records | 1974-07-03 | 0.75 | Copper | Records | Unknown | Multi Family | Unknown | 1975-01-03 | 0.75 | Non-Lead
1010 Academy St | Watertown | 13601 | No | Copper | Unknown | Records | 1974-06-12 | 0.75 | Copper | Records | Unknown | Single Family | Unknown | 1967-10-13 | 0.75 | Non-Lead
1013 Academy St | Watertown | 13601 | Unknown | Copper | Unknown | Records | 1974-06-12 | 0.75 | Copper | Records | Unknown | Single Family | Unknown | 1930-08-13 | 0.75 | Non-Lead
1014 Academy St | Watertown | 13601 | No | Copper | Unknown | Records | 1974-06-01 | 0.75 | Copper | Records | No | Single Family | Unknown | 1958-08-04 | 0.75 | Non-Lead
1017-1019 Academy St | Watertown | 13601 | No | Copper | Unknown | Records | 1974-06-01 | 0.75 | Copper | Records | No | Multi Family | Unknown | 1930-08-04 | 0.75 | Non-Lead
1018 Academy St | Watertown | 13601 | No | Copper | Unknown | Records | 1974-06-01 | 0.75 | Copper | Records | No | Single Family | Unknown | 1974-06-11 | 0.75 | Non-Lead
1020 Academy St | Watertown | 13601 | No | Copper | Unknown | Records | 1974-06-01 | 0.75 | Copper | Records | No | Multi Family | Unknown | 1972-04-21 | 0.75 | Non-Lead
1023 Academy St | Watertown | 13601 | No | Known Other | Unknown | Records | 1070-07-01 | 6 | Unknown | Records | No | Other | Unknown | 1970-06-30 | 1 | Unknown
1102 Academy St | Watertown | 13601 | No | Copper | Unknown | Records | 1974-06-01 | 0.75 | Copper | Records | No | Multi Family | Unknown | 1934-03-03 | 0.75 | Non-Lead
1103 Academy St | Watertown | 13601 | No | Copper | Unknown | Records | 1974-06-01 | 0.75 | Copper | Records | No |  | Unknown | 1930-08-05 | 0.75 | Non-Lead
1106 Academy St | Watertown | 13601 | No | Copper | Unknown | Records | 1974-06-01 | 0.75 | Copper | Records | No | Single Family | Unknown | 1974-12-18 | 0.75 | Non-Lead
1107 Academy St | Watertown | 13601 | No | Copper | No | Records | 1974-06-01 | 1 | Copper | Records | No | Single Family | Unknown | 2009-08-04 | 0.75 | Non-Lead
1110 Academy St | Watertown | 13601 | No | Copper | Unknown | Records | 1974-06-01 | 0.75 | Copper | Records | No | Single Family | Unknown | 1930-08-14 | 0.75 | Non-Lead
1111 Academy St | Watertown | 13601 | No | Copper | Unknown | Records | 1974-06-01 | 0.75 | Copper | Records | No | Single Family | Unknown | 1930-08-05 | 0.75 | Non-Lead
1114 Academy St | Watertown | 13601 | No | Copper | Unknown | Records | 1974-06-01 | 0.75 | Copper | Records | No | Single Family | Unknown | 1968-07-13 | 0.75 | Non-Lead
1115 Academy St | Watertown | 13601 | No | Copper | Unknown | Records | 1974-06-01 | 0.75 | Copper | Records | No | Single Family | Unknown | 1959-10-08 | 0.75 | Non-Lead
1117-1119 Academy St | Watertown | 13601 | No | Copper | Unknown | Records | 1974-06-01 | 0.75 | Copper | Records | No | Multi Family | Unknown | 1974-04-17 | 0.75 | Non-Lead
1120 Academy St | Watertown | 13601 | No | Copper | Unknown | Records | 1974-06-01 | 0.75 |  |  | No | Single Family | Unknown
1122 Academy St | Watertown | 13601 | No | Copper | Unknown | Records | 1974-06-01 | 0.75 | Copper | Records | No | Single Family | Unknown | 1936-06-23 | 0.75 | Non-Lead
1123 Academy St | Watertown | 13601 | No | Copper | Unknown | Records | 1974-06-01 | 0.75 | Copper | Records | No | Single Family | Unknown | 1989-02-16 | 0.75 | Non-Lead
1126 Academy St | Watertown | 13601 | No | Copper | Unknown | Records | 1974-06-01 | 0.75 | Copper | Records | No | Single Family | Unknown | 1938-05-05 | 0.75 | Non-Lead
1127 Academy St | Watertown | 13601 | No | Copper | Unknown | Records | 1974-06-01 | 0.75 | Copper | Records | No | Single Family | Unknown | 1956-08-29 | 0.75 | Non-Lead
1130 Academy St | Watertown | 13601 | No | Copper | Unknown | Records | 1985-03-21 | 0.75 | Copper | Records | No |  | Unknown | 1985-03-21 | 0.75 | Non-Lead
1131 Academy St | Watertown | 13601 | No | Copper | Unknown | Records | 1974-06-01 | 0.75 |  |  | No | Single Family | Unknown | 1930-07-25 | 0.75
1134 Academy St | Watertown | 13601 | No | Copper | Unknown | Records | 1974-06-01 | 0.75 |  |  | No | Single Family | Unknown |  | 0.75
1135 Academy St | Watertown | 13601 | No | Copper | Unknown | Records | 1974-06-01 | 0.75 | Copper | Records | No | Single Family | Unknown | 1975-09-17 | 0.75 | Non-Lead
1138 Academy St | Watertown | 13601 | No | Copper | Unknown | Records | 1974-06-01 | 0.75 | Copper | Records | No | Single Family | Unknown | 1930-07-29 | 0.75 | Non-Lead
1141 Academy St | Watertown | 13601 | No | Copper | Unknown | Records | 1974-06-01 | 0.75 | Copper | Records | No | Single Family | Unknown | 2001-06-12 | 0.75 | Non-Lead
1142 Academy St | Watertown | 13601 | No | Copper | Unknown | Records | 1974-06-01 | 0.75 | Copper | Records | No | Single Family | Unknown | 1939-11-02 | 0.75 | Non-Lead
1146-1148 Academy St | Watertown | 13601 | No | Copper | Unknown | Records | 1974-06-01 | 0.75 |  |  | No | Multi Family | Unknown
1149 Academy St | Watertown | 13601 | No | Copper | Unknown | Records | 1974-06-01 | 0.75 | Copper | Records | No | Single Family | Unknown | 1989-06-07 | 0.75 | Non-Lead
1151-1153 Academy St | Watertown | 13601 | No | Copper | Unknown | Records | 1974-06-01 | 0.75 |  |  | No | Multi Family | Unknown | 1933-07-25 | 0.75
1152 Academy St | Watertown | 13601 | No | Copper | Unknown | Records | 1974-06-01 | 0.75 | Copper | Records | No | Single Family | Unknown | 1941-04-23 | 0.75 | Non-Lead
1156 Academy St | Watertown | 13601 | No | Copper | Unknown | Records | 1974-06-01 | 0.75 | Copper | Records | No | Single Family | Unknown | 1974-04-23 | 0.75 | Non-Lead
1157 Academy St | Watertown | 13601 | No | Copper | Unknown | Records | 1974-06-01 | 0.75 | Copper | Records | No | Single Family | Unknown | 1954-09-03 | 0.75 | Non-Lead
1158 Academy St | Watertown | 13601 | No | Copper | Unknown | Records | 1974-06-01 | 0.75 | Copper | Records | No | Single Family | Unknown | 1988-08-09 | 0.75 | Non-Lead
1161-1163 Academy St | Watertown | 13601 | No | Copper | Unknown | Records | 1974-06-01 | 0.75 | Copper | Records | No | Multi Family | Unknown | 1996-07-19 | 0.75 | Non-Lead
1164 Academy St | Watertown | 13601 | No | Copper | Unknown | Records | 1974-06-01 | 0.75 | Copper | Records | No | Single Family | Unknown | 1974-06-20 | 0.75 | Non-Lead
1165 Academy St | Watertown | 13601 | No | Copper | Unknown | Records | 1974-06-01 | 0.75 | Copper | Records | No | Single Family | Unknown | 1991-04-09 | 0.75 | Non-Lead
1202 Academy St | Watertown | 13601 | No | Copper | Unknown | Records | 1974-06-01 | 0.75 | Copper | Records | No | Single Family | Unknown | 1949-10-31 | 0.75 | Non-Lead
1205 Academy St | Watertown | 13601 | No | Copper | Unknown | Records | 1974-06-01 | 0.75 | Copper | Records | No | Single Family | Unknown | 1930-07-10 | 0.75 | Non-Lead
1206 Academy St | Watertown | 13601 | No | Copper | Unknown | Records | 1974-06-01 | 0.75 | Copper | Records | No | Single Family | Unknown | 1994-07-12 | 0.75 | Non-Lead
1209 Academy St | Watertown | 13601 | Unknown | Copper | No | Records | 1974-06-01 | 0.75 | Copper | Records | No | Single Family | Unknown | 1930-07-16 | 0.75 | Non-Lead
1214 Academy St | Watertown | 13601 | No | Copper | Unknown | Records | 1974-06-01 | 0.75 | Copper | Records | No | Single Family | Unknown | 1937-06-01 | 0.75 | Non-Lead
1215 Academy St | Watertown | 13601 | No | Copper | Unknown | Records | 1974-06-01 | 0.75 | Copper | Records | No | Single Family | Unknown | 1930-07-16 | 0.75 | Non-Lead
1220 Academy St | Watertown | 13601 | No | Copper | Unknown |  |  | 1 | UUL | [5 empty] | 0.75 | Unknown
136-138 Academy St | Watertown | 13601 | No
140 Academy St | Watertown | 13601 | No | Copper | Yes | Records | 1970-06-12 | 1
152-154 Academy St | Watertown | 13601 | No | Copper | Unknown | Records | 1970-06-12 | 1 | Copper | Records | Unknown | Multi Family |  | 1939-07-07 | 1 | Non-Lead
166 Academy St | Watertown | 13601 | No | Copper | Unknown | Records | 1970-06-12 | 0.75
170-172 Academy St | Watertown | 13601 | No | Copper | Unknown | Records | 1070-06-13 | 0.75 | Copper | Records | Unknown | Multi Family | Unknown | 1934-05-25 | 0.75 | Non-Lead
200-202 Academy St | Watertown | 13601 | No |  | Unknown | Records | 1970-06-12 | 1
201-205 Academy St | Watertown | 13601 | No | Copper | Unknown | Records | 1992-07-07 | 1
206-208 Academy St | Watertown | 13601 | No | Copper | Unknown | Records | 1970-06-12 | 0.75 | Copper | Records | Unknown | Multi Family | Unknown | 1932-07-07 | 0.75 | Non-Lead
209 Academy St | Watertown | 13601 | No | Copper | Unknown | Records | 1070-06-13 | 0.75 | Copper | Records | Unknown | Single Family | Unknown | 1934-04-09 | 0.75 | Non-Lead
210-212 Academy St | Watertown | 13601 | No | Copper | Unknown | Records | 1970-06-12 | 0.75 | Copper | Records | Unknown | Multi Family |  | 1970-06-28 | 0.75 | Non-Lead
211 Academy St | Watertown | 13601 | No | Copper | Unknown | Records | 1970-06-12 | 0.75 | Copper | Records | Unknown | Single Family | Unknown | 1932-06-14 | 0.75 | Non-Lead
216-218 Academy St | Watertown | 13601 | No | Copper | Unknown | Records | 1970-06-12 | 0.75 | Copper | Records |  |  |  | 1932-07-07 | 0.75 | Non-Lead
217-219 Academy St | Watertown | 13601 | No | Copper | Unknown | Records | 1970-06-12 | 0.75 | Copper | Records | Unknown | Multi Family | Unknown | 1938-08-10 | 0.75 | Non-Lead
221 Academy St | Watertown | 13601 | No | Copper | Unknown | Records | 1970-06-12 | 0.75 | Copper | Records | Unknown | Single Family | Unknown | 1932-07-07 | 0.75 | Non-Lead
222 Academy St | Watertown | 13601 | No | Copper | Unknown | Records | 1970-06-12 | 0.75 | Copper | Records | Unknown | Single Family | Unknown | 1932-06-16 | 0.75 | Non-Lead
228 Academy St | Watertown | 13601 | Unknown | Unknown | Unknown | Records | 1925-07-08 | 1 | Unknown | Records | Unknown | Single Family | Unknown | 1925-07-15 | 1 | Unknown | Unknown inside and City side Data
307-309 Academy St | Watertown | 13601 | No | Copper | Unknown | Records | 1970-06-12 | 0.75 | Copper | Records | Unknown | Multi Family | Unknown | 1936-04-20 | 0.75 | Non-Lead
315 Academy St | Watertown | 13601 | No | Copper | Unknown | Records | 1970-06-12 | 0.75 | Copper | Records | Unknown | Single Family | Unknown | 1970-05-26 | 0.75 | Non-Lead
317 Academy St | Watertown | 13601 | No | Copper | Unknown | Records | 1970-06-12 | 0.75 | Copper | Records | Unknown | Single Family | Unknown | 1935-10-09 | 0.75 | Non-Lead
318 Academy St | Watertown | 13601 | No | Copper | Unknown | Records | 1970-06-12 | 0.75 | Copper | Records | Unknown | Single Family | Unknown | 1969-11-18 | 0.75 | Non-Lead
319 Academy St | Watertown | 13601 | No | Copper | Unknown | Records | 1970-06-12 | 0.75 | Copper | Records | Unknown | Single Family | Unknown | 1947-04-07 | 0.75 | Non-Lead
320 Academy St | Watertown | 13601 | No | Copper | Unknown | Records | 1970-06-12 | 0.75
324 Academy St | Watertown | 13601 | No | Copper | Unknown | Records | 1970-06-12 | 0.75 | Copper | Records | Unknown |  | Unknown | 1934-04-13 | 0.75 | Non-Lead
328 Academy St | Watertown | 13601 | No | Copper | Unknown | Records | 1970-06-12 | 0.75 | Copper | Records | Unknown | Single Family | Unknown | 1932-06-24 | 0.75 | Non-Lead
330-332 Academy St | Watertown | 13601 | No | Copper | Unknown | Records | 1970-06-12 | 0.75 | Copper | Records | Unknown | Multi Family | Unknown | 1970-09-21 | 0.75 | Non-Lead
332 Academy St | Watertown | 13601 | No | Copper | Unknown | Records | 1970-06-12 | 0.75 | Copper | Records | Unknown | Multi Family | Unknown | 1970-09-21 | 0.75 | Non-Lead
338 Academy St | Watertown | 13601 | No | Copper | Unknown | Records | 1970-06-12 | 0.75 | Copper | Records | Unknown | Single Family | Unknown | 2003-09-02 | 0.75 | Non-Lead
403 Academy St | Watertown | 13601 | No | Copper | Unknown | Records | 1970-06-12 | 0.75 | Copper | Records | Unknown | Multi Family | Unknown | 1954-04-30 | 0.75 | Non-Lead
409 Academy St | Watertown | 13601 | No | Copper | Unknown | Records | 1970-06-12 | 0.75 |  |  | Unknown | Single Family | Unknown |  | 0.75
413 Academy St | Watertown | 13601 | No | Copper | Unknown | Records | 1970-06-12 | 1 | Copper | Records | Unknown | Single Family | Unknown | 1929-04-16 | 1 | Non-Lead
422 Academy St | Watertown | 13601 | No | Copper | Unknown | Records | 1968-09-23 | 0.75 | Copper | Records | No | Single Family | Unknown | 1968-09-23 | 0.75 | Non-Lead
502 Academy St | Watertown | 13601 | No | Copper | Unknown | Records | 1963-08-01 | 0.75
508 Academy St | Watertown | 13601 | No | Copper | Unknown | Records | 1963-08-01 | 0.75 |  |  | No | Single Family | Unknown |  | 0.75
512 Academy St | Watertown | 13601 | No | Copper | Unknown | Records | 1963-08-01 | 0.75 | Copper | Records | No | Single Family | Unknown | 1963-09-11 | 0.75 | Non-Lead
513 Academy St | Watertown | 13601 | No | Copper | Unknown | Records | 1963-08-01 | 0.75 | Copper | Records | No | Multi Family | Unknown | 1930-09-08 | 0.75 | Non-Lead
516-518 Academy St | Watertown | 13601 | No | Copper | Unknown | Records | 1970-12-02 | 1 | Copper | Records | No | Multi Family | Unknown | 1970-12-02 | 1 | Non-Lead
520 Academy St | Watertown | 13601 | No | Copper | Unknown | Records | 1975-09-29 | 1 | Copper | Records | No | Multi Family | Unknown | 1975-09-29 | 1 | Non-Lead
608 Academy St | Watertown | 13601 | No | Copper | Unknown | Records | 1974-06-01 | 0.75 | Copper | Records | No | Multi Family | Unknown | 1934-10-08 | 0.75 | Non-Lead
612 Academy St | Watertown | 13601 | No | Copper | Unknown | Records | 1974-06-01 | 0.75 | Copper | Records | No | Multi Family | Unknown | 1934-10-17 | 0.75 | Non-Lead
615 Academy St | Watertown | 13601 | No | Copper | Unknown | Records | 1974-06-01 | 0.75 | Copper | Records | No | Single Family | Unknown | 1934-10-15 | 0.75 | Non-Lead
618 Academy St | Watertown | 13601 | No | Copper | Unknown | Records | 1974-06-01 | 0.75 | Copper | Records | No | Single Family | Unknown | 1934-10-04 | 0.75 | Non-Lead
619 Academy St | Watertown | 13601 | No | Copper | Unknown | Records | 1974-06-01 | 0.75 | Copper | Records | No | Single Family | Unknown | 1934-11-05 | 0.75 | Non-Lead
620 Academy St | Watertown | 13601 | No | Copper | Unknown | Records | 1974-06-01 | 0.75 | Copper | Records | No | Multi Family | Unknown | 1938-04-19 | 0.75 | Non-Lead
621 Academy St | Watertown | 13601 | No | Copper | Unknown | Records | 1974-06-01 | 0.75 | Copper | Records | No | Single Family | Unknown | 1934-11-14 | 0.75 | Non-Lead
624 Academy St | Watertown | 13601 | No | Copper | Unknown | Records | 1974-06-01 | 0.75 | Copper | Records | No | Single Family | Unknown | 1988-09-13 | 0.75 | Non-Lead
625 Academy St | Watertown | 13601 | No | Copper | Unknown | Records | 1974-06-01 | 0.75 | Copper | Records | No | Single Family | Unknown | 1962-05-03 | 0.75 | Non-Lead
626 Academy St | Watertown | 13601 | No | Copper | Unknown | Records | 1974-06-01 | 0.75 | Copper | Records | No | Single Family | Unknown | 1934-07-30 | 0.75 | Non-Lead
628 Academy St | Watertown | 13601 | No | Copper | Unknown | Records | 1974-06-01 | 0.75 | Copper | Records | No | Single Family | Unknown | 1934-10-04 | 0.75 | Non-Lead
629 Academy St | Watertown | 13601 | No | Copper | Unknown | Records | 1974-06-01 | 0.75 | Copper | Records | No | Single Family | Unknown | 1947-09-02 | 0.75 | Non-Lead
631 Academy St | Watertown | 13601 | No | Copper | Unknown | Records | 1974-06-01 | 0.75 | Copper | Records | No | Single Family | Unknown | 1946-05-18 | 0.75 | Non-Lead
633 Academy St | Watertown | 13601 | No | Copper | Unknown | Records | 1974-06-01 | 0.75 | Copper | Records | No | Single Family | Unknown | 1929-08-24 | 0.75 | Non-Lead
634 Academy St | Watertown | 13601 | No | Copper | Unknown | Records | 1974-06-01 | 0.75 | Copper | Records | No | Single Family | Unknown | 1937-07-15 | 0.75 | Non-Lead
637 Academy St | Watertown | 13601 | No | Copper | Unknown | Records | 1974-06-01 | 0.75 | Copper | Records | No | Single Family | Unknown | 1931-11-09 | 0.75 | Non-Lead
640 Academy St | Watertown | 13601 | No | Copper | Unknown | Records | 1974-06-01 | 0.75 | Copper | Records | No | Single Family | Unknown | 2014-10-14 | 0.75 | Non-Lead
641 Academy St | Watertown | 13601 | No | Copper | Unknown | Records | 1974-06-01 | 0.75 |  |  | No | Multi Family | Unknown |  | 0.75
641-643 Academy St | Watertown | 13601 | No | Copper | Unknown | Records | 1974-06-01 | 0.75 |  |  | No | Multi Family | Unknown |  | 0.75
643 Academy St | Watertown | 13601 | No | Copper | Unknown | Records | 1974-06-01 | 0.75 |  |  | No |  | Unknown |  | 0.75
646 Academy St | Watertown | 13601 | No | Copper | Unknown | Records | 1974-06-01 | 0.75 | Copper | Records | No | Single Family | Unknown | 1927-09-24 | 0.75 | Non-Lead
647 Academy St | Watertown | 13601 | No | Copper | Unknown | Records | 1974-06-01 | 0.75 |  |  | No | Single Family | Unknown
702-704 Academy St | Watertown | 13601 | No | Copper | Unknown | Records | 2003-05-16 | 1 | Copper | Records | No | Multi Family | Unknown | 1933-08-11 | 0.75 | Non-Lead
703 Academy St | Watertown | 13601 | No | Copper | Unknown | Records | 1974-06-01 | 0.75 | Copper | Records | No | Single Family | Unknown | 1935-09-25 | 0.75 | Non-Lead
707 Academy St | Watertown | 13601 | No | Copper | Unknown | Records | 1974-06-01 | 0.75 | Copper | Records | No | Multi Family | Unknown | 1978-11-30 | 0.75 | Non-Lead
707-709 Academy St | Watertown | 13601 | No | Copper | Unknown | Records | 1974-06-01 | 0.75 | Copper | Records | No | Multi Family | Unknown | 1978-11-30 | 0.75 | Non-Lead
708 Academy St | Watertown | 13601 | No | Copper | Unknown | Records | 1974-06-01 | 0.75 | Copper | Records | No | Single Family | Unknown | 1934-10-08 | 0.75 | Non-Lead
712 Academy St | Watertown | 13601 | No | Copper | Unknown | Records | 1974-06-01 | 0.75 | Copper | Records | No | Single Family | Unknown | 1934-10-08 | 0.75 | Non-Lead
713 Academy St | Watertown | 13601 | No | Copper | Unknown | Records | 1974-06-01 | 0.75 | Copper | Records | No |  | Unknown | 2019-11-25 | 0.75 | Non-Lead
715 Academy St | Watertown | 13601 | No | Copper | Unknown | Records | 1974-06-01 | 0.75 | Copper | Records | No | Single Family | Unknown | 1982-03-30 | 0.75 | Non-Lead
716 Academy St | Watertown | 13601 | No | Copper | Unknown | Records | 2000-08-29 | 1 | Copper | Records | No |  | Unknown | 1939-02-06 | 0.75 | Non-Lead
719 Academy St | Watertown | 13601 | No | Copper | Unknown | Records | 1974-06-01 | 0.75 |  |  | No | Single Family | Unknown
723 Academy St | Watertown | 13601 | Unknown | UUL | Unknown | Records | 1908-08-03 | 0.75 | Unknown |  | Unknown | Multi Family | Unknown |  | 0.75 | Unknown | Fed off of Rutland St
808-810-812 Academy St | Watertown | 13601 | No | Copper | Unknown | Records | 1974-06-01 | 1 | Galvanized | Records | No | Multi Family | Unknown | 1924-07-02 | 1 | GSLRR
810 Academy St | Watertown | 13601 | No | Copper | Unknown | Records | 1974-06-01 | 1 | Galvanized | Records | No | Multi Family | Unknown | 1924-07-12 | 1 | GSLRR
810-812 Academy St | Watertown | 13601 | No | Copper | Unknown | Records | 1974-06-01 | 1 | Galvanized | Records | No |  | Unknown | 1924-07-12 | 1 | GSLRR
811 Academy St | Watertown | 13601 | No | Copper | Unknown | Records | 1974-06-01 | 0.75 | Copper | Records | No | Single Family | Unknown | 1931-06-20 | 0.75 | Non-Lead
813-815 Academy St | Watertown | 13601 | No | Copper | Unknown | Records | 1974-06-01 | 0.75 | Copper | Records | No | Multi Family | Unknown | 1931-06-08 | 0.75 | Non-Lead
814 Academy St | Watertown | 13601 | No | Copper | Unknown | Records | 1974-06-01 | 0.75 | Copper | Records | No | Multi Family | Unknown | 1959-11-27 | 0.75 | Non-Lead
815 Academy St | Watertown | 13601 | No | Copper | Unknown | Records | 1974-06-01 | 0.75 | Copper | Records | No | Multi Family | Unknown | 1931-06-20 | 0.75 | Non-Lead
817-819 Academy St | Watertown | 13601 | No | Copper | Unknown | Records | 1974-06-01 | 0.75 | Copper | Records | No | Multi Family | Unknown | 1931-06-20 | 0.75 | Non-Lead
818 Academy St | Watertown | 13601 | No | Copper | Unknown | Records | 1974-06-01 | 0.75 | Copper | Records | No | Single Family | Unknown | 1929-01-02 | 0.75 | Non-Lead
821-823 Academy St | Watertown | 13601 | No | Copper | Unknown | Records | 1974-06-01 | 0.75 | Copper | Records | No | Multi Family | Unknown | 1931-06-08 | 0.75 | Non-Lead
822 Academy St | Watertown | 13601 | No | Copper | Unknown | Records | 1974-06-01 | 0.75 | Copper | Records | No | Single Family | Unknown | 1931-06-08 | 0.75 | Non-Lead
824 Academy St | Watertown | 13601 | No | Copper | Unknown | Records | 1974-06-01 | 0.75 |  |  | No |  | None
825-827 Academy St | Watertown | 13601 | No | Copper | Unknown | Records | 1974-06-01 | 0.75 | Copper | Records | No | Multi Family | Unknown | 1931-06-20 | 0.75 | Non-Lead
828 Academy St | Watertown | 13601 | No | Copper | Unknown | Records | 1984-06-01 | 0.75 | Copper | Records | No | Single Family | Unknown | 1935-05-15 | 0.75 | Non-Lead
831 Academy St | Watertown | 13601 | No | Copper | Unknown | Records | 1974-06-01 | 0.75 | Copper | Records | No | Multi Family | Unknown | 1956-04-03 | 0.75 | Non-Lead
902-904 Academy St | Watertown | 13601 | No | Copper | Unknown | Records | 1984-06-01 | 0.75 | Copper | Records | No | Multi Family | Unknown | 1935-05-13 | 0.75 | Non-Lead
903 Academy St | Watertown | 13601 | No | Copper | Unknown | Records | 1974-06-01 | 0.75 |  |  | No | Multi Family | Unknown | 1931-06-20 | 0.75
905-907 Academy St | Watertown | 13601 | No | Copper | Unknown | Records | 1974-06-01 | 0.75 | Copper | Records | No | Multi Family | Unknown | 1932-06-22 | 0.75 | Non-Lead
905-907-909 Academy St | Watertown | 13601 | No | Copper | Unknown | Records | 1974-06-01 | 0.75 | Copper | Records | No | Multi Family | Unknown | 1932-06-22 | 0.75 | Non-Lead
906 Academy St | Watertown | 13601 | No | Copper | Unknown | Records | 1974-06-01 | 0.75 | Copper | Records | No | Single Family | Unknown | 1931-06-11 | 0.75 | Non-Lead
910 Academy St | Watertown | 13601 | No | Copper | Unknown | Records | 1974-06-01 | 0.75 | Copper | Records | No | Multi Family | Unknown | 1997-10-16 | 0.75 | Non-Lead
911 Academy St | Watertown | 13601 | No | Copper | Unknown | Records | 1974-06-01 | 0.75 | Copper | Records | No | Single Family | Unknown | 1974-05-08 | 0.75 | Non-Lead
914 Academy St | Watertown | 13601 | No | Copper | Unknown | Records | 1974-06-01 | 0.75 | Copper | Records | No | Multi Family | Unknown | 1931-06-08 | 0.75 | Non-Lead
915 Academy St | Watertown | 13601 | No | Copper | Unknown | Records | 1974-06-01 | 0.75 | Copper | Records | No | Multi Family | Unknown | 1931-06-15 | 0.75 | Non-Lead
918 Academy St | Watertown | 13601 | No | Copper | Unknown | Records | 1974-06-01 | 0.75 | Copper | Records | No | Single Family | Unknown | 1931-06-04 | 0.75 | Non-Lead
919 Academy St | Watertown | 13601 | No | Copper | Unknown | Records | 1974-06-01 | 0.75 | Copper | Records | No | Single Family | Unknown | 1931-06-10 | 0.75 | Non-Lead
923 Academy St | Watertown | 13601 | No | Copper | Unknown | Records | 1974-06-01 | 0.75 | Copper | Records | No | Multi Family | Unknown | 1931-06-10 | 0.75 | Non-Lead
924 Academy St | Watertown | 13601 | No | Copper | Unknown | Records | 1974-06-01 | 0.75 | Copper | Records | No | Single Family | Unknown | 2010-03-02 | 0.75 | Non-Lead
927 Academy St | Watertown | 13601 | No | Copper | Unknown | Records | 1974-06-01 | 0.75 | Copper | Records | No | Single Family | Unknown | 1931-06-08 | 0.75 | Non-Lead
928 Academy St | Watertown | 13601 | No | Copper | Unknown | Records | 1974-01-06 | 0.75 | Copper | Records | No | Single Family | Unknown | 1931-06-16 | 0.75 | Non-Lead
930-932 Academy St | Watertown | 13601 | No | Copper | Unknown | Records | 1974-06-01 | 0.75 | Copper | Records | No | Multi Family | Unknown | 1975-01-17 | 0.75 | Non-Lead
932 Academy St | Watertown | 13601 | No | Copper | Unknown | Records | 1974-06-01 | 0.75 | Copper | Records | No |  | Unknown | 1975-01-17 | 0.75 | Non-Lead
933 Academy St | Watertown | 13601 | No | Copper | Unknown | Records | 1974-06-01 | 0.75 | Copper | Records | No |  | Unknown | 1931-06-11 | 0.75 | Non-Lead
934 Academy St | Watertown | 13601 | No | Copper | Unknown | Records | 1974-06-01 | 0.75 |  |  | No |  | None
935 Academy St | Watertown | 13601 | No | Copper | Unknown | Records | 1974-06-01 | 0.75 | Copper | Records | No | Multi Family | Unknown | 1931-06-12 | 0.75 | Non-Lead
Vacant Lot Academy St | Watertown | 13601 | No | Copper | Unknown | Records | 1974-06-01 | 0.75
610 Addison St | Watertown | 13601 | No | Copper | Unknown | Records | 1999-10-01 | 0.75 | Copper | Records | No | Single Family | Unknown | 1929-07-08 | 0.75 | Non-Lead
611 Addison St | Watertown | 13601 | No | Copper | Unknown | Records | 1999-10-01 | 0.75 | Copper | Records | No | Single Family | Unknown | 1929-07-08 | 0.75 | Non-Lead
614 Addison St | Watertown | 13601 | No | Copper | Unknown | Records | 1999-10-01 | 0.75 | Copper | Records | No | Single Family | Unknown | 1953-08-31 | 0.75 | Non-Lead
616-618 Addison St | Watertown | 13601 | No | Copper | Unknown | Records | 1999-10-01 | 0.75 | Copper | Records | No | Multi Family | Unknown | 1929-07-11 | 0.75 | Non-Lead
620 Addison St | Watertown | 13601 | No | Copper | Unknown | Records | 1999-10-28 | 0.75 | Copper | Records | No | Single Family | Unknown | 1929-07-12 | 0.75 | Non-Lead
621 Addison St | Watertown | 13601 | No | Copper | Unknown | Records | 1999-10-27 | 0.75 | Copper | Records | No | Single Family | Unknown | 1929-07-10 | 0.75 | Non-Lead
625 Addison St | Watertown | 13601 | No | Copper | Unknown | Records | 1999-10-27 | 0.75 | Copper | Records | No | Single Family | Unknown | 1929-07-10 | 0.75 | Non-Lead
626 Addison St | Watertown | 13601 | No | Copper | Unknown | Records | 1999-10-29 | 1 | Copper | Records | No | Single Family | Unknown | 1999-12-03 | 0.75 | Non-Lead
627 Addison St | Watertown | 13601 | No | Copper | Unknown | Records | 1999-10-28 | 0.75 | Copper | Records | No | Single Family | Unknown | 1929-07-15 | 0.75 | Non-Lead
630 Addison St | Watertown | 13601 | No | Copper | Unknown | Records | 1999-10-28 | 1 | Copper | Records | No | Single Family | Unknown | 1991-07-12 | 1 | Non-Lead
631 Addison St | Watertown | 13601 | No | Copper | Unknown | Records | 1999-10-01 | 1 | Copper | Records | No | Single Family | Unknown | 1999-09-01 | 1 | Non-Lead
600 Alexandria Ave | Watertown | 13601 | No | Copper | Unknown | Records | 2016-08-18 | 0.75 | Copper | Records | No | Single Family | Unknown | 2016-08-18 | 0.75 | Non-Lead
604 Alexandria Ave | Watertown | 13601 | No | Copper | Unknown | Records | 1975-04-28 | 0.75 | Copper | Records | No | Single Family | Unknown | 1967-10-30 | 0.75 | Non-Lead
606 Alexandria Ave | Watertown | 13601 | No | Copper | Unknown | Records | 1936-08-25 | 0.75 | Copper | Records | No | Single Family | Unknown | 1936-08-25 | 0.75 | Non-Lead
610 Alexandria Ave | Watertown | 13601 | No | Copper | Unknown | Records | 2016-06-21 | 0.75 | Copper | Records | No | Single Family | Unknown | 1941-10-20 | 0.75 | Non-Lead
613 Alexandria Ave | Watertown | 13601 | No | Copper | Unknown | Records | 1983-07-01 | 0.75 | Copper | Records | No | Single Family | Unknown | 1956-09-28 | 0.75 | Non-Lead
619 Alexandria Ave | Watertown | 13601 | No | Copper | Unknown | Records | 1983-06-03 | 0.75 | Copper | Records | No | Single Family | Unknown | 1983-06-29 | 0.75 | Non-Lead
624 Alexandria Ave | Watertown | 13601 | No | Copper | Unknown | Records | 2016-07-07 | 0.75 | Copper | Records | No | Single Family | Unknown | 1946-06-05 | 0.75 | Non-Lead
628 Alexandria Ave | Watertown | 13601 | No | Copper | Unknown | Records | 2016-08-02 | 0.75 | Copper | Records | No | Single Family | Unknown | 1948-10-14 | 0.75 | Non-Lead
104 Algonquin Ave | Watertown | 13601 | No | Copper | Unknown | Records | 1957-06-27 | 0.75 | Copper | Records | No | Single Family | Unknown | 1957-06-27 | 0.75 | Non-Lead
1502 Amherst Ave | Watertown | 13601 | No | Copper | Unknown | Records | 1996-10-03 | 1 | Copper | Records | No | Single Family | Unknown | 1954-10-07 | 0.75 | Non-Lead
811 Anne St | Watertown | 13601 | No | Copper | Unknown | Records | 1981-09-28 | 0.75 | Copper | Records | No | Single Family | Unknown | 1981-09-28 | 0.75 | Non-Lead
815 Anne St | Watertown | 13601 | No | Copper | Unknown | Records | 1981-09-28 | 0.75 | Copper | Records | No | Single Family | Unknown | 1946-11-22 | 0.75 | Non-Lead
818 Anne St | Watertown | 13601 | No | Copper | Unknown | Records | 1981-09-28 | 0.75 | Copper | Records | No | Single Family | Unknown | 1980-12-15 | 0.75 | Non-Lead
822 Anne St | Watertown | 13601 | No | Copper | Unknown | Records | 1981-09-25 | 0.75 | Copper | Records | No | Single Family | Unknown | 1964-03-10 | 0.75 | Non-Lead
823 Anne St | Watertown | 13601 | No | Copper | Unknown | Records | 1981-09-25 | 0.75 | Copper | Records | No | Single Family | Unknown | 1956-06-11 | 0.75 | Non-Lead
826 Anne St | Watertown | 13601 | No | Copper | Unknown | Records | 1981-09-25 | 0.75 | Copper | Records | No | Single Family | Unknown | 1946-09-10 | 0.75 | Non-Lead
827 Anne St | Watertown | 13601 | No | Copper | Unknown | Records | 1981-09-25 | 0.75 | Copper | Records | No | Single Family | Unknown | 1986-04-08 | 0.75 | Non-Lead
830 Anne St | Watertown | 13601 | No | Copper | Unknown | Records | 1981-09-18 | 0.75 | Copper | Records | No | Single Family | Unknown | 1956-07-18 | 0.75 | Non-Lead
831 Anne St | Watertown | 13601 | No | Copper | Unknown | Records | 1981-09-18 | 0.75 | Copper | Records | No | Single Family | Unknown | 1971-12-14 | 0.75 | Non-Lead
834 Anne St | Watertown | 13601 | No | Copper | Unknown | Records | 1981-09-16 | 0.75 | Copper | Records | No | Single Family | Unknown | 1986-06-23 | 0.75 | Non-Lead
835-837 Anne St | Watertown | 13601 | No | Copper | Unknown | Records | 1981-09-16 | 0.75 | Copper | Records | No | Multi Family | Unknown | 1969-07-23 | 0.75 | Non-Lead
839 Anne St | Watertown | 13601 | No | Copper | Unknown | Records | 1981-09-14 | 0.75 | Copper | Records | No | Single Family | Unknown | 2012-12-05 | 0.75 | Non-Lead
840 Anne St | Watertown | 13601 | No | Copper | Unknown | Records | 1981-09-14 | 0.75 | Copper | Records | No | Single Family | Unknown | 1928-04-25 | 0.75 | Non-Lead
843 Anne St | Watertown | 13601 | No | Copper | Unknown | Records | 1981-09-14 | 0.75 | Copper | Records | No | Single Family | Unknown | 1934-05-05 | 0.75 | Non-Lead
844 Anne St | Watertown | 13601 | No |  | Unknown | Records | 1981-09-14 | 0.75 | Copper | Records | No | Single Family | Unknown | 1964-09-22 | 0.75
847 Anne St | Watertown | 13601 | No |  | Unknown |  |  | 1
848 Anne St | Watertown | 13601 | No | Copper | Unknown | Records | 1981-09-10 | 0.75 | Copper | Records | No |  | None | 1991-10-23 | 0.75 | Non-Lead
852 Anne St | Watertown | 13601 | No | Copper | No | Records | 1952-11-12 | 0.75 | Copper | Records | No | Single Family | Unknown | 1952-11-12 | 0.75 | Non-Lead
855-857 Anne St | Watertown | 13601 | No | Copper | Unknown | Records | 1981-09-09 | 0.75 | Copper | Records | No | Multi Family | Unknown | 1936-09-15 | 0.75 | Non-Lead
858 Anne St | Watertown | 13601 | No | Copper | Unknown | Records | 1947-07-11 | 0.75 | [8 empty] | Demolished, Unknown termination point
859 Anne St | Watertown | 13601 | No | Copper | Unknown | Records | 1981-09-09 | 0.75 | Copper | Records | No |  | Unknown | 1950-03-15 | 0.75 | Non-Lead
New Main Anne St | Watertown | 13601 | No | Known Other | Unknown | Records | 1981-06-01 | 8 | [8 empty] | New 8" C.I. Water Main
120 Arcade St | Watertown | 13601 | No | Known Other | Unknown | Records | 2009-09-28 | 4 | Unknown | Records | No | Business | Unknown | 1930-09-23 | 4 | Unknown
136 Arcade St | Watertown | 13601 | No | Copper | Unknown | Records | 1936-03-26 | 0.75 | Copper | Records | No | Other | Unknown | 1936-03-26 | 0.75 | Non-Lead
140 Arcade St | Watertown | 13601 | No | Copper | Unknown | Records | 1966-06-23 | 2 | Copper | Records | No | Business | Unknown | 1966-06-23 | 2 | Non-Lead
142 Arcade St | Watertown | 13601 | No | Copper | Unknown | Records | 1966-06-23 | 2 | Copper | Records | No | Business | Unknown | 1966-06-23 | 2 | Non-Lead
1-7 Public Sq-Paddock Arcade Arcade St | Watertown | 13601 | No | Copper | Unknown | Records | 2006-09-14 | 1 | Copper | Records | No | Business | Unknown | 2006-09-14 | 1 | Non-Lead
3 Public Sq Arcade St | Watertown | 13601 | Unknown | Copper | Unknown | Records | 1940-07-11 | 2 | Copper | Records | No | Business | Unknown | 1940-07-11 | 2 | Non-Lead
Citibus Trans Station Arcade St | Watertown | 13601 | No | Copper | Unknown | Records | 2009-09-24 | 1 | Copper | Records | No | Other | None | 2009-09-24 | 1 | Non-Lead
County Pad Arcade St | Watertown | 13601 | No | Copper | Unknown | Records | 2009-09-28 | 0.75 | Copper | Records | No | Other | None | 2004-09-29 | 0.75 | Non-Lead
West End of East Prk - Public Sq Arcade St | Watertown | 13601 | No | Copper | No | Records | 1941-07-11 | 1 | [8 empty] | Unknown inside Data
206 Arlington St | Watertown | 13601 | Unknown | Copper | Unknown | Records | 1938-07-20 | 0.75 | Unknown | Not Verified |  | Multi Family | Unknown |  | 0.75 | Unknown
207 Arlington St | Watertown | 13601 | No | Copper | Unknown | Records | 1985-06-01 | 0.75 | Copper | Records | No | Single Family | Unknown | 1934-04-30 | 0.75 | Non-Lead
208 Arlington St | Watertown | 13601 | No | Copper | Unknown | Records | 1985-06-01 | 0.75 | Unknown | Records | No | Single Family | Unknown | 1926-10-01 | 0.75 | Unknown
210-212 Arlington St | Watertown | 13601 | No | Copper | Unknown | Records | 1985-06-01 | 0.75 | Copper | Records | No | Multi Family | Unknown | 1999-04-08 | 1 | Non-Lead
211 Arlington St | Watertown | 13601 | No | Copper | Unknown | Records | 1985-06-01 | 0.75 | Unknown | Records | No | Single Family | Unknown | 1924-08-29 | 0.75 | Unknown
215 Arlington St | Watertown | 13601 | No | Copper | Unknown | Records | 1985-06-01 | 0.75 | Unknown | Records | No | Single Family | Unknown | 1930-05-17 | 0.75 | Unknown
216 Arlington St | Watertown | 13601 | No | Copper | Unknown | Records | 1985-06-01 | 0.75 | Copper | Records | No | Single Family | Unknown | 2021-02-18 | 0.75 | Non-Lead
219 Arlington St | Watertown | 13601 | No | Copper | Unknown | Records | 1985-06-01 | 0.75 | Copper | Records | No | Multi Family | Unknown | 1958-03-10 | 0.75 | Non-Lead
219-221 Arlington St | Watertown | 13601 | No | Copper | Unknown | Records | 1985-06-01 | 0.75 | Copper | Records | No | Multi Family | Unknown | 1958-03-10 | 0.75 | Non-Lead
221-223 Arlington St | Watertown | 13601 | No | Copper | Unknown | Records | 1974-06-01 | 0.75 | Unknown | Records | No | Multi Family | Unknown |  | 0.75 | Unknown
310 Arlington St | Watertown | 13601 | No | Copper | Unknown | Records | 1985-06-01 | 0.75 | Copper | Records | No | Single Family | Unknown | 1935-05-22 | 0.75 | Non-Lead
311-313 Arlington St | Watertown | 13601 | No | Copper | Unknown | Records | 1985-06-01 | 0.75 | Copper | Records | No | Multi Family | Unknown | 1954-08-30 | 0.75 | Non-Lead
315-317 Arlington St | Watertown | 13601 | No | Copper | Unknown | Records | 1985-06-01 | 0.75 | Copper | Records | No | Multi Family | Unknown | 2001-03-01 | 1 | Non-Lead
316 Arlington St | Watertown | 13601 | No | Copper | Unknown | Records | 1985-06-01 | 0.75 | Copper | Records | No | Single Family | Unknown | 1935-05-17 | 0.75 | Non-Lead
317 Arlington St | Watertown | 13601 | No | Copper | Unknown | Records | 1985-06-01 | 0.75 | Copper | Records | No | Multi Family | Unknown | 2001-03-01 | 1 | Non-Lead
320 Arlington St | Watertown | 13601 | No | Copper | Unknown | Records | 1985-06-01 | 0.75 | Copper | Records | No | Multi Family | Unknown | 1938-05-03 | 0.75 | Non-Lead
321 Arlington St | Watertown | 13601 | No | Copper | Unknown | Records | 2010-09-01 | 1 | Copper | Records | No | Multi Family | Unknown | 1935-04-01 | 0.75 | Non-Lead
322-326 Arlington St | Watertown | 13601 | No | Copper | Unknown | Records | 1985-06-01 | 0.75 | Unknown | Records | No | Multi Family | Unknown | 1935-05-21 | 0.75 | Unknown
325 Arlington St | Watertown | 13601 | No | Copper | Unknown | Records | 1985-06-01 | 0.75 | Copper | Records | No | Multi Family | Unknown | 1932-12-08 | 0.75 | Non-Lead
332 Arlington St | Watertown | 13601 | No | Copper | Unknown | Records | 1985-06-01 | 0.75 | Copper | Records | No | Multi Family | Unknown | 1935-06-03 | 0.75 | Non-Lead
333 Arlington St | Watertown | 13601 | No | Copper | Unknown | Records | 2012-04-13 | 0.75 | Copper | Records | No | Multi Family | Unknown | 2012-04-13 | 0.75 | Non-Lead
336 Arlington St | Watertown | 13601 | No | Copper | Unknown | Records | 1985-06-01 | 0.75 | Copper | Records | No | Single Family | Unknown | 1935-05-20 | 0.75 | Non-Lead
337 Arlington St | Watertown | 13601 | No | Copper | Unknown | Records | 1985-06-01 | 0.75 | Copper | Records | No | Single Family | Unknown | 1965-05-24 | 0.75 | Non-Lead
339-341 Arlington St | Watertown | 13601 | No | Copper | Unknown | Records | 1985-06-01 | 0.75 | Copper | Records | No | Multi Family | Unknown | 1934-09-19 | 0.75 | Non-Lead
340 Arlington St | Watertown | 13601 | No | Copper | Unknown | Records | 1985-06-01 | 0.75 | Copper | Records | No | Multi Family | Unknown | 1947-07-21 | 0.75 | Non-Lead
342 Arlington St | Watertown | 13601 | No | Copper | Unknown | Records | 1985-06-01 | 0.75 | Copper | Records | No | Single Family | Unknown | 1935-05-24 | 0.75 | Non-Lead
345 Arlington St | Watertown | 13601 | No | Copper | Unknown | Records | 1985-06-01 | 0.75 | Galvanized | Records | No | Single Family | Unknown | 1924-08-29 | 1 | GSLRR
348 Arlington St | Watertown | 13601 | No | Copper | Unknown | Records | 1985-06-01 | 0.75 | Copper | Records | No | Single Family | Unknown | 1935-06-06 | 0.75 | Non-Lead
351 Arlington St | Watertown | 13601 | No | Copper | Unknown | Records | 1985-06-01 | 0.75 | Copper | Records | No | Single Family | Unknown | 1947-10-24 | 0.75 | Non-Lead
352-354 Arlington St | Watertown | 13601 | No | Copper | Unknown | Records | 1985-06-01 | 0.75 | Copper | Records | No | Multi Family | Unknown | 1935-06-07 | 0.75 | Non-Lead
355 Arlington St | Watertown | 13601 | No | Copper | Unknown | Records | 1985-06-01 | 0.75 | Copper | Records | No | Single Family | Unknown | 1945-11-06 | 0.75 | Non-Lead
356-358 Arlington St | Watertown | 13601 | No | Copper | Unknown | Records | 1985-06-01 | 0.75 | Copper | Records | No | Multi Family | Unknown | 1935-06-06 | 0.75 | Non-Lead
359 Arlington St | Watertown | 13601 | No | Copper | Unknown | Records | 1985-06-01 | 0.75 | Copper | Records | No | Single Family | Unknown | 1935-06-05 | 0.75 | Non-Lead
363 Arlington St | Watertown | 13601 | No | Copper | Unknown | Records | 1985-06-01 | 0.75 | Copper | Records | No | Multi Family | Unknown | 1935-05-17 | 0.75 | Non-Lead
364 Arlington St | Watertown | 13601 | No | Copper | Unknown | Records | 1985-06-01 | 0.75 | Copper | Records | No | Single Family | Unknown | 1935-06-05 | 0.75 | Non-Lead
366 Arlington St | Watertown | 13601 | No | Copper | Unknown | Records | 1985-06-01 | 0.75 | Copper | Records | No | Multi Family | Unknown | 1935-06-06 | 0.75 | Non-Lead
367 Arlington St | Watertown | 13601 | No | Copper | Unknown | Records | 1985-06-01 | 0.75 | Copper | Records | No | Multi Family | Unknown | 1935-05-17 | 0.75 | Non-Lead
372 Vacant Lot Arlington St | Watertown | 13601 | No | Copper | Unknown | Records | 1985-06-01 | 0.75
373 Arlington St | Watertown | 13601 | No | Copper | Unknown | Records | 1985-06-01 | 0.75 | Copper | Records | No | Single Family | Unknown | 1999-04-28 | 0.75 | Non-Lead
375-377-381 Arlington St | Watertown | 13601 | No | Copper | Unknown | Records | 1985-06-01 | 0.75 | Copper | Records | No | Multi Family | Unknown | 1965-06-10 | 0.75 | Non-Lead
378 Arlington St | Watertown | 13601 | No | Copper | Unknown | Records | 1985-06-01 | 0.75 | Copper | Records | No | Single Family | Unknown | 1933-05-04 | 0.75 | Non-Lead
380 Arlington St | Watertown | 13601 | No | Copper | Unknown | Records | 1985-06-01 | 0.75 | Copper | Records | No | Single Family | Unknown | 2019-04-01 | 0.75 | Non-Lead
381 Arlington St | Watertown | 13601 | No | Copper | Unknown | Records | 1985-06-01 | 0.75 | Copper | Records | No | Multi Family | Unknown | 1965-06-10 | 0.75 | Non-Lead | fed from 375 Arlington
385 Arlington St | Watertown | 13601 | No | Copper | Unknown | Records | 1953-08-01 | 0.75 | Copper | Records | No | Multi Family | Unknown | 1985-06-01 | 0.75 | Non-Lead | feeds 903 Franklin St also
125 Armstrong Pl | Watertown | 13601 | No | Copper | Unknown | Records | 1951-05-11 | 1 | [8 empty] | Demolished, Unknown termination point
133 Armstrong Pl | Watertown | 13601 | No | Copper | Unknown | Records | 1951-05-11 | 1 | [8 empty] | Demolished, Unknown termination point
1001 Arsenal St | Watertown | 13601 | No | Copper | Unknown | Records | 1936-10-22 | 0.75 |  |  | No | [5 empty] | unknown termination point
1004 Arsenal St | Watertown | 13601 | No | Copper | Unknown | Records | 1936-10-24 | 0.75 | Copper | Records | No | Business | Unknown | 1992-10-19 | 0.75 | Non-Lead
1005 Arsenal St | Watertown | 13601 | No | Copper | Unknown | Records | 1951-10-09 | 0.75 | Copper | Records | No | Single Family | Unknown | 1951-10-09 | 0.75 | Non-Lead
1006 Arsenal St | Watertown | 13601 | No | Copper | Unknown | Records | 1936-10-27 | 0.75 | [8 empty] | Unknown termination point
1009 Arsenal St | Watertown | 13601 | No | Copper | Unknown | Records | 1953-04-30 | 0.75 | Copper | Records | No | Business | Unknown | 1987-06-01 | 0.75 | Non-Lead
1014 Arsenal St | Watertown | 13601 | No | Copper | Unknown | Records | 1948-05-13 | 0.75 | Copper | Records | No | Business | Unknown | 2003-11-07 | 0.75 | Non-Lead
1015 Arsenal St | Watertown | 13601 | No | Copper | Unknown | Records | 1938-09-08 | 0.75 |  |  | No | [5 empty] | 3/4 copper Hot to C/B 3/4 Galv. cut inside C/B
1019 Arsenal St | Watertown | 13601 | No | Copper | Unknown | Records | 1936-10-24 | 0.75 | Copper | Records | No | Other | Unknown | 2004-07-12 | 0.75 | Non-Lead
1020 Arsenal St | Watertown | 13601 | No | Copper | Unknown | Records | 1936-09-08 | 0.75 | [8 empty] | Hot main to C/B termination point unknown
1021 Arsenal St | Watertown | 13601 | No | Copper | Unknown | Records | 1936-10-24 | 0.75 | [8 empty] | unknown termination point
1022 Arsenal St | Watertown | 13601 | No | Copper | Unknown | Records | 1936-09-08 | 0.75 | [8 empty] | Hot main to C/B
1025 Arsenal St | Watertown | 13601 | No | Copper | Unknown | Records | 1936-09-08 | 0.75 | Copper | Records | No | Business | Unknown | 1987-11-13 | 0.75 | Non-Lead | fed by two 3/4" copper services. 1025-1031
1026 Arsenal St | Watertown | 13601 | No | Copper | Unknown | Records | 1936-10-27 | 0.75 | [8 empty] | unknown termination point
1030 Arsenal St | Watertown | 13601 | No | Copper | Unknown | Records | 1937-11-09 | 0.75 | Copper | Records | No | Business | Unknown | 1992-10-15 | 0.75 | Non-Lead
1031 Arsenal St | Watertown | 13601 | No | Copper | Unknown | Records | 1936-09-08 | 0.75 | Copper | Records | No | Business | Unknown | 1987-11-13 | 0.75 | Non-Lead | #2 3/4" line to 1025
1035 Arsenal St | Watertown | 13601 | No | Copper | Unknown | Records | 1994-01-13 | 1 | Copper | Records | No | Business | Unknown | 1994-01-13 | 1 | Non-Lead | fed off Duffy St- old line on Arsenal St still Hot main to C/B
1038 Arsenal St | Watertown | 13601 | No | Copper | Unknown | Records | 1953-05-06 | 1 |  |  | No | [5 empty] | unknown termination point
1043 Arsenal St | Watertown | 13601 | No | Copper | Unknown | Records | 1937-11-08 | 0.75 | Copper | Records | No | Business | Unknown | 1995-03-29 | 0.75 | Non-Lead
1045 Arsenal St | Watertown | 13601 | No | Copper | Unknown | Records | 1937-11-12 | 0.75 | [8 empty] | unknown termination point
1047 Arsenal St | Watertown | 13601 | No | Copper | Unknown | Records | 1977-05-19 | 1 | Copper | Records | No | Business | Unknown | 1977-05-11 | 1 | Non-Lead
1050 Arsenal St | Watertown | 13601 | Unknown | Copper | Unknown | Records | 2010-08-16 | 0.75 | Copper | Records | No | Business | Unknown | 2010-08-16 | 0.75 | Non-Lead
1056 Arsenal St | Watertown | 13601 | No | Copper | Unknown | Records | 1948-07-19 | 1 | Copper | Records | No | Business | Unknown | 1948-07-19 | 1 | Non-Lead
1057 Arsenal St | Watertown | 13601 | No | Copper | Unknown | Records | 1929-04-24 | 1 | Copper | Records | No | Business | Unknown | 2008-12-04 | 1 | Non-Lead
1060 Arsenal St | Watertown | 13601 | No | Copper | Unknown |  | 1937-11-12 | 0.75
1063 Arsenal St | Watertown | 13601 | No | Copper | Unknown | Records | 1937-11-12 | 0.75 | Copper | Records | No | Business | Unknown | 1992-01-16 | 1 | Non-Lead
1068 Arsenal St | Watertown | 13601 | No | Copper | Unknown | Records | 1957-07-23 | 2
1081 Arsenal St | Watertown | 13601 | No | Copper | Unknown | Records | 1975-06-19 | 2 | Copper | Records | No | Business | Unknown | 1975-06-19 | 2 | Non-Lead
1101 Arsenal St | Watertown | 13601 | No | Copper | Unknown | Records | 1934-04-05 | 0.75 | [8 empty] | unknown termination point
1108 Arsenal St | Watertown | 13601 | No | Copper | Unknown | Records | 1958-05-29 | 0.75 | [8 empty] | hot main to C/B
1109 Arsenal St | Watertown | 13601 | No | Copper | Unknown | Records | 1953-05-01 | 0.75 | [8 empty] | unknown termination point
1113 Arsenal St | Watertown | 13601 | No | Copper | Unknown | Records | 1953-04-30 | 0.75 | [8 empty] | unknown termination point
1116 Arsenal St | Watertown | 13601 | No | Known Other | Unknown | Records | 1968-03-05 | 4 | Known Other | Records | No | Business | Unknown | 1968-03-05 | 4 | Non-Lead
1125 Arsenal St | Watertown | 13601 | No | Copper | Unknown | Records | 1976-04-13 | 1.5 | Copper | Records | No | Business | Unknown | 1976-04-13 | 1.5 | Non-Lead
1142 Arsenal St | Watertown | 13601 | No | Copper | No | Records | 1987-06-01 | 2 | Copper | Records | No | Business | Unknown | 1987-06-01 | 2 | Non-Lead
1150 Arsenal St | Watertown | 13601 | No | Copper | No | Records | 1989-08-21 | 1.5 | Copper | Records | No | Business | Unknown | 1989-08-21 | 1.5 | Non-Lead
1165 Arsenal St | Watertown | 13601 | No | Copper | Unknown | Records | 1996-11-27 | 2 | Copper | Records | No | Business | Unknown | 1996-11-27 | 1 | Non-Lead
117-119-121 Arsenal St | Watertown | 13601 | No | Copper | Unknown | Records | 1937-07-19 | 1 | [8 empty] | Demolished, Unknown termination point
1173 & 1179 Arsenal St | Watertown | 13601 | No | Copper | Unknown |  | 1953-07-01 | 1 | [8 empty] | hot main to c/s
1190 Arsenal St | Watertown | 13601 | No | Copper | Unknown | Records | 1961-11-10 | 2 | Copper | Records | No | Business | Unknown | 2002-06-19 | 1 | Non-Lead
1196 Arsenal St | Watertown | 13601 | No | Copper | Unknown | Records | 1961-11-19 | 2 | Copper | Records | No | Business | Unknown | 2002-06-19 | 1 | Non-Lead
1200 Arsenal St | Watertown | 13601 | No | Copper | Unknown | Records | 2007-06-01 | 1 | Copper | Records | No | Business | Unknown | 2002-07-25 | 1 | Non-Lead
1201 Arsenal St | Watertown | 13601 | No | Copper | Unknown | Records | 1964-06-19 | 0.75 |  |  | No | Business | Unknown |  | 0.75 |  | no inside data
1218 Arsenal St | Watertown | 13601 | No | Copper | Unknown | Records | 2007-06-06 | 0.75 | Copper | Records | No | Business | Unknown | 1953-05-25 | 0.75 | Non-Lead
1219 Arsenal St | Watertown | 13601 | No | Copper | Unknown | Records | 2007-05-29 | 1 |  |  | No | Business | Unknown |  |  |  | no inside data
1222 Stateway Plaza Arsenal St | Watertown | 13601 | No | Copper | No | Records | 2012-09-19 | 2 | Copper | Records | No | Business | Unknown | 2012-09-19 | 2 | Non-Lead
1233 Arsenal St | Watertown | 13601 | No | Copper | Unknown | Records | 2007-06-01 | 1.5 | Copper | Records | No | Business | Unknown |  | 1.5 | Non-Lead | no inside data
1240 Arsenal St | Watertown | 13601 | No | Known Other | No | Records | 2017-02-15 | 6 | Copper | Records | No | Business | Unknown | 2017-02-15 | 1.5 | Non-Lead | 6" fire service with 1 1/2 domestic
1241 Arsenal St | Watertown | 13601 | No | Copper | Unknown | Records | 2007-06-01 | 2 | Copper | Records | No | Business | Unknown | 1996-12-04 | 2 | Non-Lead
1246 Arsenal St | Watertown | 13601 | No | Copper | Unknown | Records | 2007-06-06 | 1 | Copper | Records | No | Business | Unknown | 1965-05-06 | 1.5 | Non-Lead
1250 Arsenal St | Watertown | 13601 | No | Copper | Unknown | Records | 2007-06-07 | 1 | Copper | Records | No | Business | Unknown | 2002-07-01 | 1 | Non-Lead
1255 Arsenal St | Watertown | 13601 | No | Copper | Unknown | Records | 2007-06-01 | 2 | Copper | Records | No | Business | Unknown | 2011-09-07 | 1.5 | Non-Lead
1256 Arsenal St | Watertown | 13601 | No | Copper | Unknown | Records | 2007-06-07 | 0.75 | Copper | Records | No | Business | Unknown | 1993-07-15 | 0.75 | Non-Lead
1268 Arsenal St | Watertown | 13601 | No | Copper | Unknown | Records | 2014-05-09 | 2 | Copper | Records | No | Business | Unknown | 2014-05-09 | 2 | Non-Lead
1283 Arsenal St | Watertown | 13601 | No | Known Other | No | Records | 1963-07-05 | 8 | Known Other | Records | No | Business | Unknown | 1986-06-01 | 8 | Non-Lead
1290 5 Guys Burger Arsenal St | Watertown | 13601 | No | Copper | No | Records | 2011-11-03 | 0.75 | Copper | Records | No | Business | Unknown | 2011-11-03 | 0.75 | Non-Lead
1290 81 Land Co LLC Arsenal St | Watertown | 13601 | No | Known Other | No | Records | 2010-08-30 | 8 | [8 empty] | 2x8" Taps for private main
1290 AT&T Arsenal St | Watertown | 13601 | No | Copper | No | Records | 2007-03-14 | 1 | Copper | Records | No | Business | Unknown | 2007-03-14 | 1 | Non-Lead
1290 Holiday Inn Arsenal St | Watertown | 13601 | No | Known Other | No | Records | 2006-07-19 | 6 | UUL | Records | No | Business | Unknown | 2006-07-19 | 3 | Unknown | 6" fire with 3" domestic
1290 Ruby Tuesday Arsenal St | Watertown | 13601 | No | Known Other | No | Records | 2006-03-29 | 6 | UUL | Records | No | Business | Unknown | 2006-03-29 | 2 | Unknown | 6" fire 2" domestic
144 Arsenal St | Watertown | 13601 | No | Known Other | Unknown | Records | 1937-12-01 | 8 | [8 empty] | Demolished, 8" Fire service, Unknown termination point
146 Arsenal St | Watertown | 13601 | No | Known Other | No |  |  | 6
150-152 Arsenal St | Watertown | 13601 | No | Known Other | Unknown | Records | 1934-03-10 | 6 | [8 empty] | 6" Fire Service,
163-167 Arsenal St | Watertown | 13601 | No | Known Other | No | Records | 2002-11-12 | 10 | Known Other | Records | No | Business | Unknown | 2002-11-19 | 10 | Non-Lead
175 Arsenal St | Watertown | 13601 | No | Known Other | No | Records | 2009-09-10 | 6 | Known Other | Records | No | Business | Unknown | 1963-10-04 | 6 | Non-Lead
190 Arsenal St | Watertown | 13601 | No | Known Other | Unknown | Records | 1942-06-16 | 3 | [8 empty] | Demolished, Unknown Data
195 Arsenal St | Watertown | 13601 | No | Copper | Unknown | Records | 2009-09-03 | 2 | Galvanized | Records | No | Business | Unknown | 1923-10-02 | 2 | GSLRR
205-207 Arsenal St | Watertown | 13601 | No | Copper | Unknown |  | 1946-04-05 | 1 | [8 empty] | Demolished, Unknown termination point
217 Arsenal St | Watertown | 13601 | No | Copper | Unknown | Records | 1954-05-28 | 2 | Copper | Records | No | Business | None | 1954-05-28 | 2 | Non-Lead
218-220 Arsenal St | Watertown | 13601 | No | Unknown | Unknown | Records | 1933-07-06 | 1 | [8 empty] | Demolished, Unknown Data
236-242 Arsenal St | Watertown | 13601 | No | Copper | No | Records | 1949-10-03 | 2 | Copper | Records | No | Business | Unknown | 1949-10-03 | 2 | Non-Lead
237 Arsenal St | Watertown | 13601 | No | Copper | Unknown | Records | 1948-10-10 | 1 | [8 empty] | Demolished, Unknown termination point
245 Arsenal St | Watertown | 13601 | No | Copper | No | Records | 1937-04-19 | 0.75 | [8 empty] | Demolished, Unknown termination point
247 Arsenal St | Watertown | 13601 | No | Copper | Unknown | Records | 1937-04-19 | 0.75 | [8 empty] | Demolished, Unknown termination point
250 Arsenal St | Watertown | 13601 | No | Known Other | No | Records | 1948-04-26 | 8 | Known Other | Records | No | Other | Unknown | 1948-04-26 | 8 | Non-Lead
260-262-264 Arsenal St | Watertown | 13601 | No | Known Other | Unknown | Records | 1925-08-04 | 6 | [8 empty] | Demolished, Unknown termination point
267-271-273 Arsenal St | Watertown | 13601 | No | Copper | Unknown | Records | 1937-10-15 | 1 | [8 empty] | Demolished, Unknown termination point
268 Arsenal St | Watertown | 13601 | No | Copper | No | Records | 1989-06-01 | 2 | Copper | Records | No | Business | Unknown | 1989-06-01 | 2 | Non-Lead | Fed off of Massey St
300-306 Arsenal St | Watertown | 13601 | No | Copper | Unknown | Records | 1937-10-04 | 1 | Copper | Records | No | Business | Unknown | 1937-10-04 | 1 | Non-Lead
301 Arsenal St | Watertown | 13601 | No | Copper | Unknown | Records | 1989-06-14 | 1 | Copper | Records | No | Business | Unknown | 1998-07-16 | 1 | Non-Lead
319 Arsenal St | Watertown | 13601 | No | Copper | Unknown | Records | 1953-06-01 | 0.75
323-325 Arsenal St | Watertown | 13601 | No | Copper | Unknown | Records | 1953-07-06 | 0.75
326 Arsenal St | Watertown | 13601 | No | Copper | Unknown | Records | 1953-07-06 | 0.75 | Copper | Records | No | Single Family | Unknown | 1982-06-15 | 0.75 | Non-Lead
332 Arsenal St | Watertown | 13601 | No | Copper | Unknown | Records | 1953-07-06 | 0.75 | Copper | Records | No | Business | Unknown | 1952-11-12 | 0.75 | Non-Lead
340 Arsenal St | Watertown | 13601 | No | Copper | Unknown | Records | 2001-10-01 | 1 | Copper | Records | No | Business | Unknown | 1985-04-05 | 0.75 | Non-Lead
341-343 Arsenal St | Watertown | 13601 | No | Copper | Unknown | Records | 1988-04-15 | 0.75 | Copper | Records | No | Business | Unknown | 1988-04-15 | 0.75 | Non-Lead
402 Arsenal St | Watertown | 13601 | No | Copper | Unknown | Records | 2001-10-01 | 1 | Galvanized | Records | No |  | Unknown | 1953-04-30 | 0.75 | GSLRR
404 Arsenal St | Watertown | 13601 | No | Copper | Unknown | Records | 1953-07-06 | 0.75 | Copper | Records | No | Multi Family | Unknown | 2000-04-11 | 0.75 | Non-Lead
405 Arsenal St | Watertown | 13601 | No | Copper | Unknown | Records | 1953-07-06 | 0.75 | Copper | Records | No | Other | Unknown | 2004-03-24 | 0.75 | Non-Lead | 5' of galvanized between Cb and house
409-411 Arsenal St | Watertown | 13601 | No | Copper | Unknown | Records | 1953-07-06 | 0.75 | Copper | Records | No | Multi Family | Unknown | 1937-10-06 | 0.75 | Non-Lead
410 Arsenal St | Watertown | 13601 | No | Copper | Unknown | Records | 1953-07-06 | 0.75 | Copper | Records | No | Single Family | Unknown | 1948-04-15 | 0.75 | Non-Lead
414 Arsenal St | Watertown | 13601 | No | Copper | Unknown | Records | 1953-07-06 | 0.75 | Copper | Records | No | Single Family | Unknown | 1962-06-27 | 0.75 | Non-Lead
417 Arsenal St | Watertown | 13601 | No | Copper | Unknown | Records | 1953-07-06 | 0.75 | Copper | Records | No | Business | Unknown | 1935-07-27 | 0.75 | Non-Lead
418 Arsenal St | Watertown | 13601 | No | Copper | Unknown | Records | 1953-07-06 | 0.75 | Copper | Records | No | Multi Family | Unknown | 1937-09-20 | 0.75 | Non-Lead
423 Arsenal St | Watertown | 13601 | No | Copper | Unknown | Records | 1953-07-06 | 1 | [8 empty] | building demolished service was copper 1"
424-426 Arsenal St | Watertown | 13601 | No | Copper | Unknown | Records | 1953-07-06 | 0.75 | Copper | Records | No | Multi Family | Unknown | 1951-08-22 | 0.75 | Non-Lead
429 Arsenal St | Watertown | 13601 | No | Copper | Unknown | Records | 1953-07-06 | 2 | Copper | Records | No | Business | Unknown | 2021-12-17 | 0.75 | Non-Lead | 2" copper reduced to 3/4 after leak
432 Arsenal St | Watertown | 13601 | No | Copper | Unknown | Records | 1953-07-06 | 0.75 | [8 empty] | demolished C/S shut and pipe peened
437 Arsenal St | Watertown | 13601 | No | Copper | Unknown | Records | 1953-07-06 | 0.75 | Copper | Records | No | Single Family | Unknown | 1932-03-02 | 1 | Non-Lead
438-440 Arsenal St | Watertown | 13601 | No | Copper | Unknown | Records | 1953-07-06 | 0.75 |  |  |  |  | None |  |  |  | demolished C/S shut and pipe peened
444-446 Arsenal St | Watertown | 13601 | Unknown | Copper | Unknown | Records | 1929-07-25 | 0.75 | Copper | Records | Unknown | Multi Family | Unknown | 1968-09-17 | 0.75 | Non-Lead
445-447 Arsenal St | Watertown | 13601 | No | Copper | Unknown | Records | 1953-07-06 | 1 | Copper | Records | No | Multi Family | Unknown | 1976-12-22 | 0.75 | Non-Lead
451-453 Arsenal St | Watertown | 13601 | No | Copper | Unknown | Records | 1953-07-06 | 1 | Copper | Records | No | Other | Unknown | 1962-04-25 | 1 | Non-Lead
502 Arsenal St | Watertown | 13601 | No | Copper | Unknown | Records | 1953-07-06 | 0.75 | Copper | Records | No | Multi Family | Unknown | 1952-12-04 | 0.75 | Non-Lead
503-505 Arsenal St | Watertown | 13601 | No | Copper | Unknown | Records | 1953-07-06 | 0.75 | Copper | Records | No | Multi Family | Unknown | 1953-07-14 | 0.75 | Non-Lead
506 Arsenal St | Watertown | 13601 | No | Copper | Unknown | Records | 1953-07-06 | 0.75 | Copper | Records | No | Multi Family | Unknown | 1992-07-23 | 0.75 | Non-Lead
509-511 Arsenal St | Watertown | 13601 | No | Copper | Unknown | Records | 1953-07-06 | 0.75 | [8 empty] | Demolished C/S shut and pipe peened
510 Arsenal St | Watertown | 13601 | No | Copper | Unknown | Records | 1953-07-06 | 0.75 | [8 empty] | Demolished C/B shut, Galv. cut after C/B
514 Arsenal St | Watertown | 13601 | No | Copper | Unknown | Records | 1937-09-17 | 0.75 | Copper | Records | No | Single Family | Unknown | 1969-10-10 | 0.75 | Non-Lead
516-518-520 Arsenal St | Watertown | 13601 | No | Copper | Unknown | Records | 1937-09-17 | 0.75 | Copper | Records | No | Multi Family | Unknown | 1952-11-24 | 0.75 | Non-Lead
519-521 Arsenal St | Watertown | 13601 | No | Copper | Unknown | Records | 1937-09-17 | 0.75 | [8 empty] | demolished C/B shut pipe peened 10/3/1995
523 Arsenal St | Watertown | 13601 | No | Copper | Unknown | Records | 1937-09-17 | 0.75 | Copper | Records | No | Multi Family | Unknown | 2001-04-25 | 0.75 | Non-Lead
523-539 Arsenal St | Watertown | 13601 | No | Copper | Unknown | Records | 1937-09-17 | 0.75 | Copper | Records | No | Multi Family | Unknown | 2001-04-25 | 0.75 | Non-Lead
524 Arsenal St | Watertown | 13601 | No | Copper | Unknown | Records | 1946-03-25 | 0.75 | Copper | Records | No | Multi Family | Unknown | 1946-03-25 | 0.75 | Non-Lead
536 Arsenal St | Watertown | 13601 | No | Copper | Unknown | Records | 1950-05-04 | 0.75 | Copper | Records | No | Business | Unknown | 1950-05-04 | 0.75 | Non-Lead | 4" Fire service 5/1/2000
541 Arsenal St | Watertown | 13601 | No | Copper | Unknown | Records | 1937-09-17 | 0.75 | Copper | Records | No | Single Family | Unknown | 1937-09-17 | 0.75 | Non-Lead
542 Arsenal St | Watertown | 13601 | No |  |  | Records |  |  |  | Records | [6 empty] | 3/4 copper unknown where terminated
545-547 Arsenal St | Watertown | 13601 | No | Copper | Unknown | Records | 1937-09-22 | 0.75 | Copper | Records | No | Business | Unknown | 1937-09-22 | 0.75 | Non-Lead
652 Arsenal St | Watertown | 13601 | No | Known Other | Unknown | Records | 1990-10-25 | 4 | Known Other | Records | No | Business | Unknown | 1990-10-25 | 4 | Non-Lead | 4" D.I.P Fire/domestic off Cedar St +2" Copper service
704 Arsenal St | Watertown | 13601 | No | Copper | Unknown | Records | 1936-09-08 | 0.75 |  |  | No | [5 empty] | Shut at C/B on 1/11/2000
706 Arsenal St | Watertown | 13601 | No | Copper | Unknown | Records | 1936-09-08 | 0.75 | Unknown | Records | No | Single Family | Unknown |  | 0.75 | Unknown | Unknown inside Data
710 Arsenal St | Watertown | 13601 | No | Copper | Unknown | Records | 1953-08-17 | 0.75 | Copper | Records | No | Business | Unknown | 2018-07-05 | 0.75 | Non-Lead
716 Arsenal St | Watertown | 13601 | No | Copper | Unknown | Records | 1936-09-08 | 0.75 |  |  | No | [5 empty] | C/B shut
718 Arsenal St | Watertown | 13601 | No | Copper | Unknown | Records | 1947-07-25 | 0.75 | Copper | Records | No | Multi Family | Unknown | 1947-07-24 | 0.75 | Non-Lead
720 Arsenal St | Watertown | 13601 | No | Copper | Unknown | Records | 1936-09-18 | 0.75 | Copper | Records | No | Multi Family | Unknown | 1936-09-18 | 0.75 | Non-Lead
728 Arsenal St | Watertown | 13601 | No | Copper | Unknown | Records | 1936-09-18 | 0.75 | Copper | Records | No | Single Family | Unknown | 1957-06-07 | 0.75 | Non-Lead
802 Arsenal St | Watertown | 13601 | No | Copper | Unknown | Records | 1936-09-23 | 0.75 | Copper | Records | No | Single Family | Unknown | 1936-07-23 | 0.75 | Non-Lead
807 Arsenal St | Watertown | 13601 | No | Copper | Unknown | Records | 1936-09-25 | 0.75 | Copper | Records | No | Multi Family | Unknown | 1981-12-15 | 0.75 | Non-Lead
810 Arsenal St | Watertown | 13601 | No | Copper | Unknown | Records | 1936-09-23 | 0.75 |  |  | No | [5 empty] | C/B shut 8/4/1993
817 Arsenal St | Watertown | 13601 | No | Copper | Unknown | Records | 1936-09-26 | 0.75 | Copper | Records | No | Business | Unknown | 1957-12-04 | 0.75 | Non-Lead
818 Arsenal St | Watertown | 13601 | No | Unknown | No | Records | 1971-06-01 | 1 | Unknown |  | No | Business | Unknown | 1971-06-01 | 1 | Unknown | Unknown Inside and City side Data
819-821 Arsenal St | Watertown | 13601 | No | Copper | Unknown | Records | 1936-09-29 | 0.75 | Copper | Records | No | Business | Unknown | 1936-09-17 | 0.75 | Non-Lead
820 Arsenal St | Watertown | 13601 | No | Copper | Unknown | Records | 1936-09-24 | 0.75 | [8 empty] | Demolished, Unknown termination point
821 Arsenal St | Watertown | 13601 | No | Copper | No | Records | 1936-09-17 | 0.75 | Copper | Records | No | Business | Unknown | 1977-06-01 | 0.75 | Non-Lead
826 Arsenal St | Watertown | 13601 | No | Copper | Unknown | Records | 1994-02-18 | 0.75 | Copper | Records | No | Single Family | Unknown | 1994-02-18 | 0.75 | Non-Lead
829 Arsenal St | Watertown | 13601 | No | Copper | Unknown | Records | 1936-09-08 | 0.75 | Copper | Records | No | Business | Unknown | 2005-05-23 | 1 | Non-Lead
834 Arsenal St | Watertown | 13601 | No | Copper | Unknown | Records | 1936-09-08 | 1 | Copper | Records | No | Business | Unknown | 1936-09-17 | 1 | Non-Lead
835 Arsenal St | Watertown | 13601 | No | Copper | Unknown | Records | 1936-07-16 | 0.75 |  |  | No | [5 empty] | C/B shut pipe peened over
840 Arsenal St | Watertown | 13601 | No | Copper | Unknown | Records | 1953-03-25 | 1 | Copper | Records | No |  |  | 1953-03-25 | 1 | Non-Lead
850 Arsenal St | Watertown | 13601 | No | Copper | Unknown | Records | 1935-09-30 | 0.75 | Copper |  | No | Other | Unknown |  | 0.75 | Non-Lead
851 Arsenal St | Watertown | 13601 | No | Copper | Unknown | Records | 1937-06-01 | 0.75 |  |  | No | [5 empty] | formerly 901 Arsenal St Hot Main to C/B for future use
858 Arsenal St | Watertown | 13601 | No | Copper | Unknown | Records | 1936-09-30 | 0.75 | Copper | Records | No | Business | Unknown | 1936-09-30 | 0.75 | Non-Lead
861 Arsenal St | Watertown | 13601 | No | Copper | Unknown | Records | 1936-10-14 | 0.75 | Copper | Records | No | Business | Unknown | 2022-02-23 | 0.75 | Non-Lead | formerly 909 Arsenal St
866 Arsenal St | Watertown | 13601 | No | Copper | Unknown | Records | 1958-03-14 | 2 | Copper | Records | No | Other | Unknown | 1958-03-14 | 2 | Non-Lead
870 Arsenal St | Watertown | 13601 | No | Known Other | Unknown | Records | 2003-06-01 | 4 | Known Other | Records | Unknown | School Childcare | Unknown | 1958-03-14 | 4 | Non-Lead | 4" C.I. pipe
871 Arsenal St | Watertown | 13601 | No | Known Other | Unknown | Records | 1995-01-11 | 6 | Copper | Records | No | Business | Unknown | 1995-01-31 | 0.75 | Non-Lead | formerly 919-925 Arsenal St
874 Arsenal St | Watertown | 13601 | No | Unknown | Unknown | Records | 1934-01-11 | 1 | [8 empty] | Demolished 5/22/1959
902 Arsenal St | Watertown | 13601 | No | Copper | Unknown | Records | 1936-09-08 | 0.75 | Copper | Records | No | Business | Unknown | 1996-10-17 | 0.75 | Non-Lead
912 Arsenal St | Watertown | 13601 | No | Copper | Unknown | Records | 1936-09-08 | 0.75 | Copper | Records | No | Business | Unknown | 1993-10-27 | 0.75 | Non-Lead
918 Arsenal St | Watertown | 13601 | No | Copper | Unknown | Records | 1936-09-08 | 0.75 | Copper | Records | No | Business | Unknown | 1992-10-15 | 0.75 | Non-Lead
924 Arsenal St | Watertown | 13601 | No | Known Other | No | Records | 2007-09-13 | 6 | Known Other | Records | No | Business | Unknown | 2007-09-13 | 6 | Non-Lead
929 Arsenal St | Watertown | 13601 | No | Known Other |  | Records | 2006-04-04 | 6 | Copper | Records | No | Business | Unknown | 2006-04-04 | 0.75 |  | 6" Fire with 3/4 domestic tap inside
932 Arsenal St | Watertown | 13601 | No | Copper | Unknown | Records | 1948-06-14 | 0.75 | [8 empty] | unknown termination point
935 Arsenal St | Watertown | 13601 | No | Copper | Unknown | Records | 1936-09-08 | 0.75 | [8 empty] | C/B shut hot main to C/B
936 Arsenal St | Watertown | 13601 | No | Copper | Unknown | Records | 1931-09-17 | 0.75 | [8 empty] | unknown termination point
940 Arsenal St | Watertown | 13601 | No | Copper | Unknown | Records | 1936-10-20 | 0.75 |  |  | No | Business | Unknown |  | 0.75 |  | unknown cust.side data
944 Arsenal St | Watertown | 13601 | No | Copper | Unknown | Records | 1936-10-19 | 0.75 | Copper | Records | No |  |  |  | 0.75 | Non-Lead | unknown termination point
945 Arsenal St | Watertown | 13601 | No | Copper | Unknown | Records | 1936-10-17 | 0.75 | Copper | Records | No | Business | Unknown | 1989-10-24 | 0.75 | Non-Lead | building feed by two 3/4" copper services
949 Arsenal St | Watertown | 13601 | No | Copper | Unknown | Records | 1953-06-21 | 0.75 |  | Records | No |  |  | 1992-05-27 |  |  | unknown termination point
951 Arsenal St | Watertown | 13601 | No | Copper | Unknown | Records | 1936-10-16 | 0.75 | Copper | Records | No | Business | Unknown | 1950-01-13 | 0.75 | Non-Lead | line#2 for Taco Bell
952 Arsenal St | Watertown | 13601 | No | Copper | Unknown | Records | 1936-10-21 | 0.75 |  |  | No | [5 empty] | demolished 1992 3/4 copper C/B shut main to C/B hot
957-961 Arsenal St | Watertown | 13601 | No | Copper | Unknown | Records | 1936-09-08 | 0.75 | Copper | Records | No | Business | Unknown | 1985-05-20 | 1 | Non-Lead | fed by two 3/4" taps 957-961
969 Arsenal St | Watertown | 13601 | No | Copper | No | Records | 2002-08-28 | 1 | Copper | Records | No | Business | Unknown | 2002-08-28 | 1 | Non-Lead | fed off Dorsey St. Old 3/4' copper line terminated at C/b off Arsenal St
Abandoned Service Arsenal St | Watertown | 13601 | No | [13 empty] | turned off at corp
Arsenal - Court Parking Garage Arsenal St | Watertown | 13601 | No | Copper | No | Records | 1969-07-30 | 1.5 | Copper | Records | No |  | None | 1969-07-30 | 1.5 | Non-Lead
Arsenal & Court Arsenal St | Watertown | 13601 | Unknown | Unknown | Unknown | Records | 1930-04-21 | 4 | [8 empty] | 4" Discontinued
Arsenal St Bridge Arsenal St | Watertown | 13601 | No | Copper | No | Records | 1971-04-26 | 1 | [8 empty] | Unknown Data
Arsenal St NYCRR Co - 01 Arsenal St | Watertown | 13601 | Unknown | Unknown | Unknown |  | 1908-11-09 | 4 | [8 empty] | discontinued-blow off
Main to Sewer East Side Arsenal St | Watertown | 13601 | No | Copper | No | Records | 1937-11-12 | 0.75
New Woolworth Bldg Arsenal St | Watertown | 13601 | Unknown | Known Other | Unknown | Records | 1969-11-25 | 10 | Known Other | Records | No | Business | None | 1969-11-25 | 10 | Non-Lead | Fire service
Out of City-Meter Pit Arsenal St | Watertown | 13601 | No | Copper | No | Records | 2007-06-01 | 0.75 | [8 empty] | Hot 3/4" copper main to c/s (for future use)
Price Chopper Vacant Lot East of Entrance Arsenal St | Watertown | 13601 | No | Copper | No | Records | 2007-06-07 | 0.75 | [8 empty] | hot 3/4" copper main to c/s (for future use)
Price Chopper Vancant Lot West of Entrance Arsenal St | Watertown | 13601 | No | Copper | No | Records | 2007-06-01 | 1 | [8 empty] | Hot 1" copper Main to c/s ( for future use)
714 Ball Ave | Watertown | 13601 | No | Copper | Unknown | Records | 1933-06-06 | 0.75 | Copper | Records | No | Single Family | Unknown | 1964-05-28 | 0.75 | Non-Lead
715 Ball Ave | Watertown | 13601 | No | Copper | Unknown | Records | 1955-05-02 | 0.75 | Copper | Records | No | Single Family | Unknown | 1955-05-02 | 0.75 | Non-Lead
718 Ball Ave | Watertown | 13601 | No | Copper | Unknown | Records | 1955-10-24 | 0.75 | Copper | Records | No | Single Family | Unknown | 1955-10-24 | 0.75 | Non-Lead
719 Ball Ave | Watertown | 13601 | No | Copper | Unknown | Records | 1947-07-21 | 1 | Copper | Records | No | Single Family | Unknown | 1947-07-18 | 1 | Non-Lead
723 Ball Ave | Watertown | 13601 | No | Copper | Unknown | Records | 1928-08-28 | 0.75 | Copper | Records | No | Single Family | Unknown | 1928-08-28 | 0.75 | Non-Lead
724 Ball Ave | Watertown | 13601 | No | Copper | Unknown | Records | 1953-04-17 | 0.75 | Copper | Records | No | Single Family | Unknown | 1953-04-17 | 0.75 | Non-Lead
727 Ball Ave | Watertown | 13601 | No | Copper | Unknown | Records | 1949-04-12 | 0.75 | Copper | Records | No |  | Unknown | 1949-04-12 | 0.75 | Non-Lead
728 Ball Ave | Watertown | 13601 | No | Copper | Unknown | Records | 1938-05-03 | 0.75 | Copper | Records | No | Single Family | Unknown | 1970-09-11 | 0.75 | Non-Lead
732 Ball Ave | Watertown | 13601 | No | Copper | Unknown | Records | 1949-09-07 | 0.75 | Copper | Records | No | Single Family | Unknown | 1949-09-07 | 0.75 | Non-Lead
733 Ball Ave | Watertown | 13601 | No | Copper | Unknown | Records | 1928-11-18 | 0.75 | Copper | Records | No | Single Family | Unknown | 1967-11-27 | 0.75 | Non-Lead
736 Ball Ave | Watertown | 13601 | No | Copper | Unknown | Records | 1941-10-09 | 0.75 | Copper | Records | No | Single Family | Unknown | 1941-10-09 | 0.75 | Non-Lead
737 Ball Ave | Watertown | 13601 | Unknown | Copper | Unknown | Records | 1928-05-11 | 0.75 | Copper | Records | No | Single Family | Unknown | 1928-05-11 | 0.75 | Non-Lead
740-742 Ball Ave | Watertown | 13601 | Unknown | Unknown | Unknown |  | 1925-07-15 | 0.75 | Unknown |  | Unknown | Multi Family | Unknown | 1925-07-22 | 0.75 | Unknown
741 Ball Ave | Watertown | 13601 | No | Copper | Unknown | Records | 1949-04-07 | 0.75 | Copper | Records | No | Single Family | Unknown | 1949-04-07 | 0.75 | Non-Lead
745 Ball Ave | Watertown | 13601 | No | Copper | Unknown | Records | 1949-10-05 | 0.75 | Copper | Records | No | Single Family | Unknown | 1949-10-05 | 0.75 | Non-Lead
746 Ball Ave | Watertown | 13601 | No | Copper | Unknown | Records | 1929-09-26 | 0.75 | Copper | Records | No | Single Family | Unknown | 1929-11-26 | 0.75 | Non-Lead
747 Ball Ave | Watertown | 13601 | No | Copper | No | Records | 1948-05-25 | 0.75 | Copper | Records | No | Single Family | Unknown | 1948-05-25 | 0.75 | Non-Lead
750 Ball Ave | Watertown | 13601 | No | Copper | Unknown | Records | 1928-07-12 | 0.75 | Copper | Records | No | Single Family | Unknown | 1929-07-28 | 0.75 | Non-Lead
751 Ball Ave | Watertown | 13601 | No | Copper | Unknown | Records | 1929-06-11 | 0.75 | Copper | Records | No | Single Family | Unknown | 1953-09-09 | 0.75 | Non-Lead
754 Ball Ave | Watertown | 13601 | No | Copper | Unknown | Records | 1929-07-10 | 1 | Unknown |  | No | Single Family | Unknown |  | 1 | Unknown
762 Ball Ave | Watertown | 13601 | No | Copper | No | Records | 1950-04-10 | 1 | Copper | Records | No | Single Family | Unknown | 1950-04-10 | 1 | Non-Lead
763 Ball Ave | Watertown | 13601 | No | Copper | Unknown | Records | 1938-02-23 | 0.75 | Copper | Records | No | Single Family | Unknown | 1938-02-23 | 0.75 | Non-Lead
769 Ball Ave | Watertown | 13601 | No | Copper | Unknown | Records | 1939-06-14 | 0.75 |  |  | No | Single Family | Unknown
116 Barben Ave | Watertown | 13601 | No | Copper | No | Records | 1940-05-20 | 0.75 | Unknown |  | No | Single Family | Unknown |  | 0.75 | Unknown
124 Barben Ave | Watertown | 13601 | No | Copper | Unknown | Records | 1948-07-06 | 0.75 | Unknown |  | No | Single Family | Unknown |  | 0.75 | Unknown
128 Barben Ave | Watertown | 13601 | No | Copper | Unknown | Records | 1940-05-20 | 0.75 | Copper | Records | No | Single Family | Unknown | 1948-11-02 | 0.75 | Non-Lead
131 Barben Ave | Watertown | 13601 | No | Copper | Unknown | Records | 1946-07-16 | 0.75 | Copper | Records | No | Single Family | Unknown | 1946-07-16 | 0.75 | Non-Lead
132 Barben Ave | Watertown | 13601 | No | Copper | Unknown | Records | 1940-05-27 | 0.75 | Copper | Records | No | Single Family | Unknown | 1938-04-22 | 0.75 | Non-Lead
135 Barben Ave | Watertown | 13601 | No | Copper | No | Records | 1946-07-08 | 0.75 | Copper | Records | No | Single Family | Unknown | 1946-07-08 | 0.75 | Non-Lead
136 Barben Ave | Watertown | 13601 | No | Copper | Unknown | Records | 1940-05-28 | 0.75 | Copper | Records | No | Single Family | Unknown | 1958-10-14 | 0.75 | Non-Lead
137 Barben Ave | Watertown | 13601 | No | Copper | No | Records | 1946-07-08 | 0.75 | Copper | Records | No | Single Family | Unknown | 1946-07-08 | 0.75 | Non-Lead
140 Barben Ave | Watertown | 13601 | No | Copper | No | Records | 1965-07-17 | 0.75 | Copper | Records | No | Single Family | Unknown | 1965-07-17 | 0.75 | Non-Lead
141 Barben Ave | Watertown | 13601 | No | Copper | No | Records | 1946-07-02 | 0.75 | Copper | Records | No | Single Family | Unknown | 1946-07-02 | 0.75 | Non-Lead
145 Barben Ave | Watertown | 13601 | No | Copper | No | Records | 1946-06-20 | 0.75 | Copper | Records | No | Single Family | Unknown | 1946-06-20 | 0.75 | Non-Lead
148 Barben Ave | Watertown | 13601 | No | Copper | Unknown | Records | 1940-05-28 | 0.75 | Copper | Records | No | Single Family | Unknown | 1950-12-07 | 0.75 | Non-Lead
149 Barben Ave | Watertown | 13601 | No | Copper | No | Records | 1946-07-16 | 0.75 | Copper | Records | No | Single Family | Unknown | 1946-07-16 | 0.75 | Non-Lead
153 Barben Ave | Watertown | 13601 | No | Copper | No | Records | 1947-07-17 | 0.75 | Copper | Records | No | Single Family | Unknown | 1947-07-01 | 0.75 | Non-Lead
156 Barben Ave | Watertown | 13601 | No | Copper | No | Records | 1951-04-30 | 0.75 | Copper | Records | No | Single Family | Unknown | 1951-05-03 | 0.75 | Non-Lead | Fed off Sherman St
157 Barben Ave | Watertown | 13601 | No | Copper | No | Records | 1947-07-17 | 0.75 | Copper | Records | No | Single Family | Unknown | 1947-07-17 | 0.75 | Non-Lead | 1303 Sherman St
201 Barben Ave | Watertown | 13601 | No | Copper | Unknown | Records | 1940-05-29 | 0.75 | Unknown |  | No | Single Family | Unknown |  | 0.75 | Unknown | 1304 Sherman St fed of off Barben Ave no inside data unknown pipe
207 Barben Ave | Watertown | 13601 | No | Copper | No | Records | 1952-10-14 | 0.75 | Copper | Records | No | Single Family | Unknown | 1952-10-14 | 0.75 | Non-Lead
208 Barben Ave | Watertown | 13601 | No | Copper | No | Records | 1948-10-22 | 0.75 | Copper | Records | No | Single Family | Unknown | 1948-10-20 | 0.75 | Non-Lead
212 Barben Ave | Watertown | 13601 | No | Copper | No | Records | 1948-10-22 | 0.75 | Copper | Records | No | Single Family | Unknown | 1948-10-22 | 0.75 | Non-Lead
218 Barben Ave | Watertown | 13601 | No | Copper | No | Records | 1948-10-06 | 0.75 | Copper | Records | No | Single Family | Unknown | 1948-10-06 | 0.75 | Non-Lead
222 Barben Ave | Watertown | 13601 | No | Copper | No | Records | 1948-10-07 | 0.75 | Copper | Records | No | Single Family | Unknown | 1948-10-07 | 0.75 | Non-Lead
223 Barben Ave | Watertown | 13601 | No | Copper | Unknown | Records | 1940-05-20 | 0.75 | Copper | Records | No | Single Family | Unknown | 1976-09-17 | 0.75 | Non-Lead
227 Barben Ave | Watertown | 13601 | No | Copper | No | Records | 1949-06-03 | 0.75 | Copper | Records | No | Single Family | Unknown | 1949-06-03 | 0.75 | Non-Lead
228 Barben Ave | Watertown | 13601 | No | Copper | No | Records | 1957-03-26 | 0.75 | Copper | Records | No | Single Family | Unknown | 1957-03-26 | 0.75 | Non-Lead
233 Barben Ave | Watertown | 13601 | No | Copper | Unknown | Records | 1940-05-21 | 0.75 | Copper | Records | No | Single Family | Unknown | 1958-11-22 | 0.75 | Non-Lead
236 Barben Ave | Watertown | 13601 | No | Copper | Unknown | Records | 1956-08-13 | 0.75 | Copper | Records | No | Single Family | Unknown | 1956-08-13 | 0.75 | Non-Lead
239 Barben Ave | Watertown | 13601 | No | Copper | Unknown | Records | 1940-05-21 | 0.75 | Unknown |  | No | Single Family | Unknown |  | 0.75 | Unknown | unknown inside Data
242 Barben Ave | Watertown | 13601 | No | Copper | No | Records | 1956-10-29 | 0.75 | Copper | Records | No | Single Family | Unknown | 1956-10-29 | 0.75 | Non-Lead
245 Barben Ave | Watertown | 13601 | No | Copper | No | Records | 1960-06-07 | 0.75 | Copper | Records | No | Single Family | Unknown | 1960-06-07 | 0.75 | Non-Lead
249 Barben Ave | Watertown | 13601 | No | Copper | Unknown | Records | 1940-05-22 | 0.75 | Unknown |  | No | Single Family | Unknown |  | 0.75 | Unknown | unknown inside data
250 Barben Ave | Watertown | 13601 | No | Copper | No | Records | 1949-06-07 | 0.75 | Copper | Records | No | Single Family | Unknown | 1949-06-08 | 0.75 | Non-Lead
255 Barben Ave | Watertown | 13601 | No | Copper | No | Records | 1953-10-15 | 0.75 | Copper | Records | No | Single Family | Unknown | 1953-10-15 | 0.75 | Non-Lead
256 Barben Ave | Watertown | 13601 | No | Copper | No | Records | 1948-10-12 | 0.75 | Copper | Records | No | Single Family | Unknown | 1948-10-12 | 0.75 | Non-Lead
259 Barben Ave | Watertown | 13601 | No | Copper | No | Records | 1941-09-25 | 0.75 | Copper | Records | No | Single Family | Unknown | 1941-09-25 | 0.75 | Non-Lead
260 Barben Ave | Watertown | 13601 | No | Copper | No | Records | 1948-09-27 | 0.75 | Copper | Records | No | Single Family | Unknown | 1948-09-27 | 0.75 | Non-Lead
268 Barben Ave | Watertown | 13601 | No | Copper | No | Records | 1949-05-31 | 0.75 | Copper | Records | No | Single Family | Unknown | 1949-05-31 | 0.75 | Non-Lead
275 Barben Ave | Watertown | 13601 | No | Copper | Unknown | Records | 1940-05-22 | 0.75 | Copper | Records | No | Single Family | Unknown | 1947-12-01 | 0.75 | Non-Lead
276 Barben Ave | Watertown | 13601 | No | Copper | No | Records | 1967-08-29 | 0.75 | Copper | Records | No | Single Family | Unknown | 1967-08-29 | 0.75 | Non-Lead
280 Barben Ave | Watertown | 13601 | No | Copper | Unknown | Records | 1940-05-23 | 0.75 | Copper | Records | No | Single Family | Unknown | 1967-06-23 | 0.75 | Non-Lead
281 Barben Ave | Watertown | 13601 | No | Copper | No | Records | 1955-01-19 | 0.75 | Copper | Records | No | Single Family | Unknown | 1955-01-19 | 0.75 | Non-Lead
282 Barben Ave | Watertown | 13601 | No | Copper | No | Records | 1954-09-20 | 0.75 | Copper | Records | No | Single Family | Unknown | 1954-09-20 |  | Non-Lead
285 Barben Ave | Watertown | 13601 | No | Copper | Unknown | Records | 1940-05-20 | 0.75 | Unknown | Records | No | Single Family | Unknown |  | 0.75 | Unknown
286 Barben Ave | Watertown | 13601 | No | Copper | No | Records | 1954-07-28 | 0.75 | Copper | Records | No | Single Family | Unknown | 1954-07-28 | 0.75 | Non-Lead
290 Barben Ave | Watertown | 13601 | No | Copper | Unknown | Records | 1940-05-24 | 0.75 | Copper | Records | No | Single Family | Unknown | 2010-04-26 | 0.75 | Non-Lead
294 Barben Ave | Watertown | 13601 | No | Copper | No | Records | 1967-08-17 | 0.75 | Copper | Records | No | Single Family | Unknown | 1967-08-17 | 0.75 | Non-Lead
295 Barben Ave | Watertown | 13601 | No | Copper | No | Records | 1957-06-03 | 0.75 | Copper | Records | No | Single Family | Unknown | 1957-06-03 | 0.75 | Non-Lead
299 Barben Ave | Watertown | 13601 | No | Copper | No | Records | 1957-01-07 | 0.75 | Copper | Records | No | Single Family | Unknown | 1957-01-07 | 0.75 | Non-Lead
309 Barben Ave | Watertown | 13601 | No | Copper | Unknown | Records | 1955-05-23 | 0.75 | Copper | Records | No | Single Family | Unknown | 1955-05-23 | 0.75 | Non-Lead
310 Barben Ave | Watertown | 13601 | No | Copper | Unknown | Records | 1956-07-12 | 1 | Copper | Records | No | Single Family | Unknown | 1956-07-12 | 1 | Non-Lead
325 Barben Ave | Watertown | 13601 | No | UUL | Unknown | Records | 1965-06-01 | 1 | Copper | Records | No |  |  | 1965-06-01 | 1 | Unknown
329 Barben Ave | Watertown | 13601 | No | Copper | No | Records | 1954-10-21 | 1 | Copper | Records | No |  | None | 1954-10-21 | 1 | Non-Lead
402 Barben Ave | Watertown | 13601 | No | Copper | No | Records | 1956-09-13 | 0.75 | Copper | Records | No | Single Family | Unknown | 1956-09-13 | 0.75 | Non-Lead
408 Barben Ave | Watertown | 13601 | No | Copper | No | Records | 1957-10-01 | 1 | Copper | Records | No | Single Family | Unknown | 1957-10-01 | 1 | Non-Lead
412 Barben Ave | Watertown | 13601 | No | Copper | No | Records | 1958-06-18 | 1 | Copper | Records | No |  | None | 1958-06-18 | 1 | Non-Lead
414 Barben Ave | Watertown | 13601 | No | Copper | No | Records | 1957-10-21 | 1 | Copper | Records | No | Single Family | Unknown | 1957-10-21 | 1 | Non-Lead
420 Barben Ave | Watertown | 13601 | No | Copper | No | Records | 1967-01-24 | 0.75 |  |  | No | Single Family | Unknown |  | 0.75 |  | unknown inside data
428 Barben Ave | Watertown | 13601 | No | Copper | No | Records | 1992-08-10 | 1 | Unknown |  | No | Single Family | Unknown | 1992-08-10 | 1 | Unknown
436 Barben Ave | Watertown | 13601 | No | Copper | No | Records | 1967-01-24 | 0.75 | Unknown |  | No | Single Family | Unknown |  | 0.75 | Unknown | unknown inside data ( installed by contractor)
444 Barben Ave | Watertown | 13601 | No | Copper | No | Records | 1967-06-07 | 0.75 | Copper | Records | No | Single Family | Unknown | 1967-06-07 | 0.75 | Non-Lead
452 Barben Ave | Watertown | 13601 | No | Copper | No | Records | 1967-01-24 | 0.75 |  |  | No |  | Unknown |  | 0.75 |  | unknown inside data
460 Barben Ave | Watertown | 13601 | No | Copper | No | Records | 1967-01-24 | 0.75 |  |  | No | Single Family | Unknown |  | 0.75 |  | no inside data (plumber installed)
466 Barben Ave | Watertown | 13601 | No | Copper | No | Records | 1972-09-05 | 0.75 | Copper | Records | No | Single Family | Unknown | 1972-09-05 | 0.75 | Non-Lead
467 Barben Ave | Watertown | 13601 | No | Copper | No | Records | 1989-07-05 | 1 |  |  | No | Single Family | Unknown |  | 0.75 |  | unknown inside data ( installed by plumber)
469 Barben Ave | Watertown | 13601 | No | Copper | No | Records | 1988-06-24 | 1 |  |  | No | Single Family | Unknown |  | 1 |  | unknown inside data
472 Barben Ave | Watertown | 13601 | No | Copper | No | Records | 1972-09-05 | 0.75 | Copper | Records | No | Single Family | Unknown | 1972-09-05 | 0.75 | Non-Lead
477 Barben Ave | Watertown | 13601 | No | Copper | No | Records | 1969-11-03 | 0.75 | Copper | Records | No | Single Family | Unknown | 1969-11-03 | 0.75 | Non-Lead
489 Barben Ave | Watertown | 13601 | No | Copper | No | Records | 1969-06-09 | 0.75 | Copper | Records | No | Single Family | Unknown | 1969-06-09 | 0.75 | Non-Lead
490 Barben Ave | Watertown | 13601 | No | Copper | No | Records | 1964-06-02 | 0.75 | Copper | Records | No | Single Family | Unknown | 1964-06-24 | 0.75 | Non-Lead
499 Barben Ave | Watertown | 13601 | No | Copper | Unknown | Records | 1969-09-22 | 0.75 | Copper | Records | No | Single Family | Unknown | 1969-09-22 | 0.75 | Non-Lead
121 Bellew Ave | Watertown | 13601 | No | Copper | Unknown | Records | 2003-06-01 | 0.75 | Copper | Records | No | Single Family | Unknown | 1966-07-13 | 0.75 | Non-Lead
126 Bellew Ave | Watertown | 13601 | No | Copper | Unknown | Records | 2003-06-01 | 0.75 | Copper | Records | No | Business | Unknown | 1952-06-01 | 0.75 | Non-Lead
127 Bellew Ave | Watertown | 13601 | No | Copper | Unknown | Records | 2003-06-01 | 0.75 | Copper | Records | No | Single Family | Unknown | 1988-06-01 | 0.75 | Non-Lead
134 Bellew Ave | Watertown | 13601 | No | Copper | Unknown | Records | 2003-06-01 | 0.75 | Copper | Records | No | Single Family | Unknown | 1987-10-26 | 0.75 | Non-Lead
135 Bellew Ave | Watertown | 13601 | No | Copper | Unknown | Records | 2003-06-01 | 0.75 | Copper | Records | No | Single Family | Unknown | 1962-06-04 | 0.75 | Non-Lead
140 Bellew Ave | Watertown | 13601 | No | Copper | Unknown | Records | 2003-06-01 | 0.75 | Copper | Records | No | Single Family | Unknown | 1959-12-07 | 0.75 | Non-Lead
145 Bellew Ave | Watertown | 13601 | No | Copper | Unknown | Records | 2003-06-01 | 0.75 | Copper | Records | No | Single Family | Unknown | 1956-05-01 | 0.75 | Non-Lead
154 Bellew Ave | Watertown | 13601 | No | Copper | Unknown | Records | 2003-06-01 | 0.75 | Copper | Records | No | Single Family | Unknown | 2014-11-05 | 0.75 | Non-Lead
155 Bellew Ave | Watertown | 13601 | No | Copper | Unknown | Records | 2003-06-01 | 0.75 | Copper | Records | No | Single Family | Unknown | 1976-05-20 | 0.75 | Non-Lead
160 Bellew Ave | Watertown | 13601 | No | Copper | Unknown | Records | 2003-06-01 | 0.75 |  |  | No | Single Family | Unknown |  |  |  | unknown inside data
161 Bellew Ave | Watertown | 13601 | No | Copper | Unknown | Records | 2003-06-18 | 0.75 |  |  | No | Single Family | Unknown | 1954-07-22 | 0.75 |  | unknown data
168 Bellew Ave | Watertown | 13601 | No | Copper | Unknown | Records | 2003-06-01 | 0.75 | Copper | Records | No | Single Family | Unknown | 1934-01-11 | 0.75 | Non-Lead
168 Ely St Bellew Ave | Watertown | 13601 | No | Copper | Unknown | Records | 2003-06-01 | 0.75 | Copper | Records | No |  | Unknown | 1966-08-02 | 0.75 | Non-Lead
172 Bellew Ave | Watertown | 13601 | No | Copper | Unknown | Records | 2003-06-01 | 0.75 | Copper | Records | No | Single Family | Unknown | 1934-06-01 | 0.75 | Non-Lead
175 Bellew Ave | Watertown | 13601 | No | Copper | Unknown | Records | 2003-06-01 | 0.75 | Copper | Records | No | Single Family | Unknown | 1956-05-10 | 0.75 | Non-Lead
181 Bellew Ave | Watertown | 13601 | No | Copper | Unknown | Records | 2003-06-01 | 0.75 | Copper | Records | No | Single Family | Unknown | 2006-10-27 | 0.75 | Non-Lead
192 Bellew Ave | Watertown | 13601 | No | Copper | Unknown | Records | 2003-06-01 | 0.75 | Copper | Records | No | Other | Unknown | 1949-05-11 | 0.75 | Non-Lead
197 Bellew Ave | Watertown | 13601 | No | Copper | Unknown | Records | 2003-06-01 | 0.75 | Copper | Records | No | Single Family | Unknown | 1955-09-22 | 0.75 | Non-Lead
210 Bellew Ave | Watertown | 13601 | No | Copper | Unknown | Records | 2003-06-01 | 0.75 | Copper | Records | No | Single Family | Unknown | 1965-05-13 | 0.75 | Non-Lead
213 Bellew Ave | Watertown | 13601 | No | Copper | Unknown | Records | 2003-06-01 | 0.75 | Copper | Records | No | Single Family | Unknown | 1934-06-13 | 0.75 | Non-Lead
218 Bellew Ave | Watertown | 13601 | No | Copper | Unknown | Records | 2003-06-01 | 0.75 | Copper | Records | No | Single Family | Unknown | 1954-06-04 | 0.75 | Non-Lead
228 Bellew Ave | Watertown | 13601 | No | Copper | Unknown | Records | 2003-06-01 | 0.75 |  |  | No | Single Family | Unknown |  | 0.75 |  | unknown inside data
230 Bellew Ave | Watertown | 13601 | No | Copper | No | Records | 1950-05-15 | 0.75 | [8 empty] | Unknown Address Location, Unknown data
231 Bellew Ave | Watertown | 13601 | No | Copper | Unknown | Records | 2003-06-01 | 0.75 | Copper | Records | No | Other | Unknown | 1968-01-18 | 1 | Non-Lead
234 Bellew Ave | Watertown | 13601 | No | Copper | Unknown | Records | 2003-06-01 | 0.75 | Copper | Records | No | Single Family | Unknown | 2008-04-21 | 0.75 | Non-Lead | 3/4" tee off line to feed #238 Bellew
238 Bellew Ave | Watertown | 13601 | No | Copper | Unknown | Records | 2003-06-01 | 1 | Copper | Records | No | Single Family | Unknown | 2008-04-22 | 1 | Non-Lead
244 Bellew Ave | Watertown | 13601 | No | Copper | Unknown | Records | 2003-06-01 | 0.75 | Copper | Records | No | Single Family | Unknown | 1963-04-22 | 0.75 | Non-Lead
247 Bellew Ave | Watertown | 13601 | No | Copper | Unknown | Records | 2003-06-01 | 0.75 | Copper | Records | No | Single Family | Unknown | 1958-05-14 | 0.75 | Non-Lead
250 Bellew Ave | Watertown | 13601 | No | Copper | Unknown | Records | 2003-06-01 | 0.75 | Copper | Records | No | Single Family | Unknown | 1948-04-22 | 0.75 | Non-Lead
254 Bellew Ave | Watertown | 13601 | No | Copper | Unknown | Records | 2003-06-01 | 0.75 | Copper | Records | No | Other | Unknown | 1956-07-17 | 0.75 | Non-Lead
257 Bellew Ave | Watertown | 13601 | No | Copper | Unknown | Records | 2003-06-01 | 0.75 | Copper | Records | No | Single Family | Unknown | 1954-05-03 | 0.75 | Non-Lead
258 Bellew Ave | Watertown | 13601 | No | Copper | Unknown | Records | 2003-06-01 | 0.75 | Copper | Records | No | Single Family | Unknown | 1948-04-22 | 0.75 | Non-Lead
262 Bellew Ave | Watertown | 13601 | No | Copper | Unknown | Records | 2003-06-01 | 0.75 | Unknown | Records | No | Single Family | Unknown | 1965-01-06 | 0.75 | Unknown | unknown inside data
272 Bellew Ave | Watertown | 13601 | No | Copper | Unknown | Records | 2003-06-01 | 0.75 | Copper | Records | No | Single Family | Unknown |  | 0.75 | Non-Lead | unknown inside data
273 Bellew Ave | Watertown | 13601 | No | Copper | Unknown | Records | 2003-06-01 | 0.75 | Copper | Records | No | Single Family | Unknown | 1961-07-10 | 0.75 | Non-Lead
278 Bellew Ave | Watertown | 13601 | No | Copper | Unknown | Records | 2003-06-01 | 0.75 |  |  | No | Single Family | Unknown |  | 0.75 |  | unknown inside data
281 Bellew Ave | Watertown | 13601 | No | Copper | Unknown | Records | 2003-06-01 | 0.75 | Copper | Records | No | Single Family | Unknown | 1963-11-04 | 0.75 | Non-Lead
282 Bellew Ave | Watertown | 13601 | No | Copper | Unknown | Records | 2003-06-01 | 0.75 |  |  | No | Single Family | Unknown |  | 0.75 |  | unknown inside data
861-865 Coffeen St Bellew Ave | Watertown | 13601 | No | Copper | Unknown | Records | 2003-06-01 | 1 | Copper | Records | No | Business | Unknown |  | 1 | Non-Lead | unknown install date
902 Emmett St Bellew Ave | Watertown | 13601 | No | Copper | Unknown | Records | 2003-06-01 | 0.75 |  |  | No | Multi Family | Unknown |  |  |  | unknown inside data
905 Coffeen St Bellew Ave | Watertown | 13601 | No | Copper | Unknown | Records | 2003-06-01 | 0.75 | Copper | Records | No | Business | Unknown | 1996-06-06 | 0.75 | Non-Lead
Lot Between 228 & 244 Bellew Ave | Watertown | 13601 | No |  | Unknown | Records | 2003-06-01 | 0.75 | Copper | Records | No | Single Family | Unknown | 2008-04-21 | 0.75 |  | Feeds two houses #234 #238
Vacant Lot Between 257 & 273 Bellew Ave | Watertown | 13601 | No | Copper | No | Records | 2003-06-01 | 0.75 |  |  | No | [5 empty] | Line hot main to C/S (for future use )
156 Bellew Ave S | Watertown | 13601 | No | Copper | No | Records | 2005-06-25 | 2 | Copper | Records | No | Business | Unknown | 2005-06-29 | 2 | Non-Lead
163 Bellew Ave S | Watertown | 13601 | No | Copper | No | Records | 2013-10-10 | 1 | Copper | Records | No | Business | Unknown | 2013-10-10 | 1 | Non-Lead
2 Vacant Lots Curb Box Location Bellew Ave S | Watertown | 13601 | No |  |  |  | 1990-06-01 | [9 empty] | unknown locations on stubs
268 Bellew Ave S | Watertown | 13601 | No | Known Other | No | Records | 2005-02-15 | 8 | Known Other | Records | No | Business | Unknown | 2005-02-15 | 8 | Non-Lead
275 Bellew Ave S | Watertown | 13601 | No | Known Other | No | Records | 2008-07-01 | 6 | Known Other | Records | No | Business | Unknown | 2008-07-01 | 6 | Non-Lead
Vacant Lot Stub Behind Salvation Army Bellew Ave S | Watertown | 13601 | No |  |  |  | 1990-06-01 | [9 empty] | unknown data on stub
1-3-5-7-9-11 Bigham Ave | Watertown | 13601 | No | Copper | Unknown | Records | 1930-05-23 | 1 | Galvanized | Records |  |  |  |  | 1.5 | GSLRR | tap and 36' of 1" copper line for 1 1/4" galvanized private main
807 Bigham Ave | Watertown | 13601 | Unknown | Galvanized | Unknown | Records | 1967-06-20 | 1 | Galvanized | Records | No | Single Family | Unknown | 1902-10-03 | 0.75 | GSLRR
809 Bigham Ave | Watertown | 13601 | No | Copper | Unknown | Records | 1985-06-03 | 0.75 | Copper | Records | No | Single Family | None | 1988-08-18 | 0.75 | Non-Lead | 1 1/4" galvanized private main
813 Bigham Ave | Watertown | 13601 | No | Copper | Unknown | Records | 2001-07-27 | 0.75 | Galvanized | Records | No | Single Family | None |  | 0.75 | GSLRR | 1 1/4" galvanized private main
817 Bigham Ave | Watertown | 13601 | No | Copper | Unknown | Records | 1989-07-02 | 0.75 | [6 empty] | 0.75 |  | 1 1/4" galvanized private line no inside data
819 Bigham Ave | Watertown | 13601 | Unknown | Copper | Unknown | Records | 2014-09-26 | 0.75 | Copper | Records | No |  | None | 2014-09-26 | 0.75 | Non-Lead | 1 1/4" galvanized private main
823 Bigham Ave | Watertown | 13601 | Unknown | Unknown | Unknown |  |  | 0.75 | Unknown |  | Unknown | Single Family |  |  |  | Unknown | 1 1/4" galvanized private main unknown data
411 Binsse St | Watertown | 13601 | No | Copper | Unknown | Records | 1955-08-19 | 0.75 | Copper | Records | No | Single Family | Unknown | 1955-08-19 | 0.75 | Non-Lead
502 Binsse St | Watertown | 13601 | No | Copper | Unknown | Records | 1939-10-04 | 0.75 | Copper | Records | No | Single Family | Unknown | 1926-05-10 | 0.75 | Non-Lead | fed off of Morrison St
505-507 Binsse St | Watertown | 13601 | Unknown | Copper | Unknown | Records | 1955-01-25 | 0.75 | Copper | Records | No | Multi Family | Unknown | 1955-07-14 | 0.75 | Non-Lead
506 Binsse St | Watertown | 13601 | No | Copper | Unknown | Records | 1969-06-03 | 0.75 |  |  | No | [5 empty] | 3/4 copper main to C/B hot
510 Binsse St | Watertown | 13601 | No | Copper | Yes | Records | 2019-07-31 | 0.75 | Copper | Records | No | Single Family | Unknown | 2018-11-15 | 0.75 | Non-Lead
512 Binsse St | Watertown | 13601 | No | Copper | Unknown | Records | 1989-08-02 | 1 | Copper | Records | No | Single Family | Unknown | 1989-08-02 | 1 | Non-Lead
513 Binsse St | Watertown | 13601 | No | Copper | Unknown | Records | 2002-10-27 | 0.75 | Unknown |  | No | Single Family | Unknown |  | 0.75 | Unknown | unknown inside data
517 Binsse St | Watertown | 13601 | No | Copper | Unknown | Records | 1941-09-03 | 0.75 | Copper | Records | No | Single Family | Unknown | 1941-09-03 | 0.75 | Non-Lead
520 Binsse St | Watertown | 13601 | No | Copper | Yes | Records | 2021-09-13 | 0.75 | Copper | Records | No | Single Family | Unknown | 2021-09-13 | 0.75 | Non-Lead | replaced lead service
521-523 Binsse St | Watertown | 13601 | Unknown | Unknown | Unknown | Records | 1921-07-26 | 0.75 | Unknown |  | Unknown | Multi Family | Unknown |  | 0.75 | Unknown | Unknown data
106-108 Bishop St | Watertown | 13601 | No | Copper | Unknown | Records | 1941-09-23 | 0.75 | Copper | Records | No | Multi Family | Unknown | 1941-09-23 | 0.75 | Non-Lead
110 Bishop St | Watertown | 13601 | No | Copper | Unknown | Records | 1938-06-03 | 0.75 | Copper | Records | No | Single Family | Unknown | 1938-06-03 | 0.75 | Non-Lead
111-113 Bishop St | Watertown | 13601 | No | Copper | Unknown | Records | 1942-09-22 | 1 | Galvanized | Records | No | Multi Family | Unknown | 1923-10-17 | 1 | GSLRR | 1" galvanized service with copper patches inside and out
114 Bishop St | Watertown | 13601 | No | Copper | Unknown | Records | 1954-06-04 | 0.75 | Copper | Records | No | Single Family | Unknown | 1954-06-04 | 0.75 | Non-Lead
117 Bishop St | Watertown | 13601 | Unknown | Galvanized | Unknown | Records |  | 1 | Copper | Records | Unknown | Single Family | Unknown | 2001-04-09 | 0.75 | Non-Lead | Galvanized city side with copper patches at main
120 Bishop St | Watertown | 13601 | No | Copper | Unknown | Records | 1932-07-13 | 0.75 | Copper | Records | No | Single Family | Unknown | 1932-07-13 | 0.75 | Non-Lead
121 Bishop St | Watertown | 13601 | No | Copper | Unknown | Records | 1949-11-28 | 0.75 | Copper | Records | No | Single Family | Unknown | 1949-11-28 | 0.75 | Non-Lead
124 Bishop St | Watertown | 13601 | No | Copper | Unknown | Records | 1949-06-07 | 0.75 | Copper | Records | No | Single Family | Unknown | 1949-06-07 | 0.75 | Non-Lead
125 Bishop St | Watertown | 13601 | No | Copper | Unknown | Records | 1941-09-22 | 0.75 | Copper | Records | No | Single Family | Unknown | 1952-09-08 | 0.75 | Non-Lead
126 Bishop St | Watertown | 13601 | No | Copper | Unknown | Records | 1945-05-14 | 0.75 | Copper | Records | No | Single Family | Unknown | 1945-05-14 | 0.75 | Non-Lead
129 Bishop St | Watertown | 13601 | No | Copper | Unknown | Records | 1946-06-20 | 1 | Copper | Records | No | Single Family | Unknown | 1946-06-20 | 1 | Non-Lead
130 Bishop St | Watertown | 13601 | No | Copper | Unknown | Records | 1971-10-19 | 0.75 | Copper | Records | No | Single Family | Unknown | 1971-10-19 | 0.75 | Non-Lead
133-135 Bishop St | Watertown | 13601 | No | Copper | Unknown | Records | 1937-09-20 | 0.75 | Copper | Records | No | Multi Family | Unknown | 1937-09-20 | 0.75 | Non-Lead
134 Bishop St | Watertown | 13601 | No | Copper | Unknown | Records | 1950-04-25 | 0.75 | Copper | Records | No | Single Family | Unknown | 1950-04-25 | 0.75 | Non-Lead
137 Bishop St | Watertown | 13601 | No | Copper | Unknown | Records | 2008-11-04 | 0.75 | Copper | Records | No | Single Family | Unknown | 1962-07-23 | 0.75 | Non-Lead
139 Bishop St | Watertown | 13601 | No | Copper | Unknown | Records | 1983-10-18 | 0.75 | Copper | Records | No | Single Family | Unknown | 1980-10-06 | 0.75 | Non-Lead
140 Vac Lot & 142 Bishop St | Watertown | 13601 | Unknown | UPL |  |  | 1924-07-29 |  |  |  | Unknown | Single Family | Unknown |  |  |  | Unknown Data, Galvanized inside
143 Bishop St | Watertown | 13601 | No | Copper | Unknown | Records | 1956-10-15 | 0.75 | Copper | Records | No | Single Family | Unknown | 1956-10-15 | 0.75 | Non-Lead
146 Bishop St | Watertown | 13601 | No | Copper | Unknown | Records | 1972-06-13 | 0.75 | Copper | Records | No | Single Family | Unknown | 1972-06-13 | 0.75 | Non-Lead
147 Bishop St | Watertown | 13601 | No | Copper | Unknown | Records | 1986-07-15 | 0.75 | Copper | Records | No | Single Family | Unknown | 1986-07-15 | 0.75 | Non-Lead
150 Bishop St | Watertown | 13601 | No | Copper | Unknown | Records | 1934-10-24 | 0.75 | Copper | Records | No | Single Family | Unknown | 2017-03-08 | 0.75 | Non-Lead
151 Bishop St | Watertown | 13601 | No | Copper | Unknown | Records | 1970-11-09 | 0.75 | Copper | Records | No | Single Family | Unknown | 1959-09-25 | 0.75 | Non-Lead
154 Bishop St | Watertown | 13601 | No | Copper | Unknown | Records | 1941-10-16 | 0.75 | Copper | Records | No | Single Family | Unknown | 1941-10-06 | 0.75 | Non-Lead
155 Bishop St | Watertown | 13601 | No | Copper | Yes | Records | 2021-07-20 | 0.75 | Copper | Records | No | Single Family | Unknown | 1941-11-26 | 0.75 | Non-Lead
158 Bishop St | Watertown | 13601 | No | Copper | Unknown | Records | 2005-05-11 | 0.75 |  |  | No | Single Family | Unknown |  |  |  | unknown inside data
159 Bishop St | Watertown | 13601 | No | Copper | Unknown | Records | 1992-06-18 | 1 | Copper | Records | No | Single Family | Unknown | 1992-06-18 | 1 | Non-Lead
162 Bishop St | Watertown | 13601 | No | Copper | Unknown | Records | 1985-11-20 | 0.75 | Copper | Records | No | Single Family | Unknown | 1985-11-20 | 0.75 | Non-Lead
163 Bishop St | Watertown | 13601 | No | Copper | Yes | Records | 2020-07-30 | 0.75 | Copper | Records | No | Single Family | Unknown | 2020-07-30 | 0.75 | Non-Lead
166 Bishop St | Watertown | 13601 | No | Copper | Unknown | Records | 1974-01-03 | 0.75 |  |  | No | Single Family | Unknown |  | 0.75 |  | unknown inside data
167-169 Bishop St | Watertown | 13601 | No | Copper | Unknown | Records | 1953-08-03 | 0.75 | Copper | Records | No | Multi Family | Unknown | 1953-08-03 | 0.75 | Non-Lead
170 Bishop St | Watertown | 13601 | No | Copper | Yes | Records | 2020-07-24 | 0.75 | Copper | Records | No | Single Family | Unknown | 2020-07-24 | 0.75 | Non-Lead
171 Bishop St | Watertown | 13601 | No | Copper | Yes | Records | 1988-07-07 | 1 | Copper | Records | No | Single Family | Unknown | 2019-09-17 | 1 | Non-Lead
174 Bishop St | Watertown | 13601 | No | Copper | Unknown | Records | 1950-05-08 | 0.75 |  |  | No | Single Family | Unknown |  |  |  | unknown inside data,
175 Bishop St | Watertown | 13601 | No | Copper | Yes | Records | 2020-06-23 | 0.75 | Copper | Records | No | Single Family | Unknown | 2020-06-23 | 0.75 | Non-Lead
178 Bishop St | Watertown | 13601 | No | Copper | Unknown | Records | 1955-09-20 | 0.75 | Copper | Records | No | Single Family | Unknown | 1955-09-20 | 0.75 | Non-Lead
179 Bishop St | Watertown | 13601 | No | Copper | Unknown | Records | 2016-11-17 | 0.75 | Copper | Records | No | Single Family | Unknown | 1966-02-25 | 0.75 | Non-Lead
182 Bishop St | Watertown | 13601 | No | Copper | Yes | Records | 2020-05-21 | 1 | Copper | Records | No | Single Family | Unknown | 1986-05-23 | 1 | Non-Lead
183 Bishop St | Watertown | 13601 | No | Copper | Yes | Records | 2020-08-11 | 0.75 | Copper | Records | No | Single Family | Unknown | 1996-09-16 | 1 | Non-Lead
186 Bishop St | Watertown | 13601 | No | Copper | Yes | Records | 2020-08-17 | 0.75 | Copper | Records | No | Single Family | Unknown | 2020-08-17 | 0.75 | Non-Lead
187 Bishop St | Watertown | 13601 | No | Copper | Unknown | Records | 1964-12-21 | 0.75 | Copper | Records | No | Single Family | Unknown | 1964-12-21 | 0.75 | Non-Lead
190 Bishop St | Watertown | 13601 | Unknown | Unknown | Unknown | Records | 1924-06-28 | 0.75 | Unknown | Records | Unknown | Multi Family | Unknown | 1924-06-28 | 0.75 | Unknown | Unknown Data inside and City side
191 Bishop St | Watertown | 13601 | No | Copper | Unknown | Records | 1945-07-10 | 0.75 | Copper | Records | No | Multi Family | Unknown | 1945-07-10 | 0.75 | Non-Lead
203 Bishop St | Watertown | 13601 | No | Copper | Unknown | Records | 1937-06-30 | 1 | Copper | Records | No | Single Family | Unknown | 1937-06-30 | 0.75 | Non-Lead
482 Black River Pkwy | Watertown | 13601 | No | Known Other | Unknown | Records | 1966-09-30 | 6 | Copper | Records | Unknown | Business | Unknown | 2011-05-31 | 2 | Non-Lead
115 Boon St | Watertown | 13601 | No | Copper | Unknown | Records | 1957-09-16 | 0.75 | Copper | Records | No | Single Family | Unknown | 1948-09-07 | 0.75 | Non-Lead
117-119 Boon St | Watertown | 13601 | No | Copper | Unknown | Records | 1957-09-16 | 0.75 | Copper | Records | No | Multi Family | Unknown | 1988-03-01 | 0.75 | Non-Lead
120 Boon St | Watertown | 13601 | No | Copper | No | Records | 2006-01-10 | 1 | Copper | Records | No | Single Family | Unknown | 2006-01-11 | 1 | Non-Lead
127 Boon St | Watertown | 13601 | No | Copper | Unknown | Records | 1957-09-16 | 0.75 |  |  | No | Single Family | Unknown |  |  |  | Unknown inside data
135 Boon St | Watertown | 13601 | No | Copper | Unknown | Records | 1957-09-16 | 1 | Copper | Records | No | Single Family | Unknown | 1968-09-16 | 0.75 | Non-Lead
137 Boon St | Watertown | 13601 | No | Copper | No | Records | 1963-09-11 | 0.75 |  |  | No | Single Family | Unknown |  |  |  | Unknown inside Data
140 Boon St | Watertown | 13601 | No | Copper | Unknown | Records | 1957-09-16 | 0.75 | Copper | Records | No | Single Family | Unknown | 1952-11-21 | 0.75 | Non-Lead
148 Boon St | Watertown | 13601 | No | Copper | Unknown | Records | 1947-04-24 | 0.75 | Copper | Records | No | Single Family | Unknown | 1947-04-24 | 0.75 | Non-Lead | tapped new main 9/16/1957
150 Boon St | Watertown | 13601 | No | Copper | Unknown | Records | 1975-04-01 | 0.75 | Copper | Records | No | Single Family | Unknown | 1975-04-01 | 0.75 | Non-Lead
151 Boon St | Watertown | 13601 | No | Copper | Unknown | Records | 1957-09-16 | 0.75 | Copper | Records | No | Single Family | Unknown | 2013-09-13 | 0.75 | Non-Lead
154 Boon St | Watertown | 13601 | No |  | Unknown |  |  | 0.75 |  |  |  | Single Family | Unknown | 1923-07-06 |  |  | Unknown data inside or out
157 Boon St | Watertown | 13601 | No | Copper | Unknown | Records | 1957-09-16 | 0.75 |  |  | No | Single Family | Unknown |  |  |  | Unknown inside data
161 Boon St | Watertown | 13601 | No | Copper | Unknown | Records | 1957-09-16 | 0.75 | Copper | Records | No | Single Family | Unknown | 1987-07-09 | 0.75 | Non-Lead
162 Boon St | Watertown | 13601 | No | Copper | Unknown | Records | 1957-09-16 | 0.75 | Copper | Records | No | Single Family | Unknown | 1972-05-26 | 0.75 | Non-Lead
166 Boon St | Watertown | 13601 | No | Copper | Unknown | Records | 1957-09-16 | 0.75 | Copper | Records | No | Single Family | Unknown | 1940-10-14 | 0.75 | Non-Lead
169 Boon St | Watertown | 13601 | No | Copper | Unknown | Records | 1957-09-16 | 0.75 | Copper | Records | No | Single Family | Unknown | 1955-07-21 | 0.75 | Non-Lead
176 Boon St | Watertown | 13601 | No | Copper | Unknown | Records | 1957-09-16 | 0.75 |  |  | No | Single Family | Unknown |  | 0.75 |  | unknown inside data
185 Boon St | Watertown | 13601 | No | Copper | Unknown | Records | 1957-09-16 | 0.75 | Copper | Records | No | Single Family | Unknown | 1948-03-10 | 0.75 | Non-Lead
186 Boon St | Watertown | 13601 | No | Copper | No | Records | 1989-10-30 | 1 | Copper | Records | No | Single Family | Unknown | 1989-10-30 | 1 | Non-Lead
190 Boon St | Watertown | 13601 | No | Copper | Unknown | Records | 1957-09-16 | 0.75 | Copper | Records | No |  | Unknown | 1957-09-16 | 0.75 | Non-Lead | 1986 3/4" service stub main to cs installed off Emmett St Unknown if ever tied in to
193 Boon St | Watertown | 13601 | No | Copper | Unknown | Records | 1957-09-16 | 0.75 | Copper | Records | No | Single Family | Unknown | 1992-02-04 | 0.75 | Non-Lead
Boon St School Boon St | Watertown | 13601 | Unknown | Galvanized | Unknown | Records | 1937-07-09 | 0.75 | Galvanized | Records | No | Single Family | Unknown | 1937-07-09 | 0.75 | GSLRR | meter pit outside city
110 Bowers Ave | Watertown | 13601 | No | Copper | Unknown | Records | 1935-09-25 | 0.75 | Copper | Records | Unknown | Single Family | Unknown | 1954-07-27 | 0.75 | Non-Lead | unknown city side material on record
111 Bowers Ave | Watertown | 13601 | No | Copper | Unknown | Records | 1935-09-17 | 0.75 | Copper | Records | No | Single Family | Unknown | 1929-06-09 | 0.75 | Non-Lead
114 Bowers Ave | Watertown | 13601 | No | Copper | Unknown | Records | 1935-09-25 | 0.75 | Copper | Records | No | Single Family | Unknown | 1929-06-21 | 0.75 | Non-Lead
117 Bowers Ave | Watertown | 13601 | No | Copper | Unknown | Records | 1935-09-25 | 0.75 | Copper | Records | No | Single Family | Unknown | 1929-06-21 | 0.75 | Non-Lead
118 Bowers Ave | Watertown | 13601 | No | Copper | Unknown | Records | 1935-09-25 | 0.75 | Copper | Records | No | Single Family | Unknown | 1929-06-21 | 0.75 | Non-Lead
122 Bowers Ave | Watertown | 13601 | No | Copper | Unknown | Records | 1935-09-25 | 0.75 | Copper | Records | No | Single Family | Unknown | 1929-06-27 | 0.75 | Non-Lead
123 Bowers Ave | Watertown | 13601 | No | Copper | Unknown | Records | 1935-09-25 | 0.75 | Copper | Records | No | Multi Family | Unknown | 1977-04-15 | 0.75 | Non-Lead
125-127 Bowers Ave | Watertown | 13601 | No | Copper | Unknown | Records | 1935-09-26 | 0.75 | Copper | Records | No | Multi Family | Unknown | 1929-06-24 | 0.75 | Non-Lead
126 Bowers Ave | Watertown | 13601 | No | Copper | Unknown | Records | 1935-09-26 | 0.75 | Copper | Records | No | Single Family | Unknown | 1929-06-27 | 0.75 | Non-Lead
128 Bowers Ave | Watertown | 13601 | No | Copper | Unknown | Records | 1935-09-26 | 0.75 | Copper | Records | No | Single Family | Unknown | 1929-06-26 | 0.75 | Non-Lead
131 Bowers Ave | Watertown | 13601 | No | Copper | Unknown | Records | 1935-09-17 | 0.75 | Copper | Records | No | Multi Family | Unknown | 1928-05-04 | 0.75 | Non-Lead
132 Bowers Ave | Watertown | 13601 | No | Copper | Unknown | Records | 1935-10-03 | 0.75 | Copper | Records | No | Multi Family | Unknown | 1933-04-23 | 0.75 | Non-Lead
133-135 Bowers Ave | Watertown | 13601 | No | Copper | Unknown | Records | 1935-10-03 | 0.75 | Copper | Records | No | Multi Family | Unknown | 1929-06-27 | 0.75 | Non-Lead
136 Bowers Ave | Watertown | 13601 | No | Copper | Unknown | Records | 1935-10-02 | 0.75 |  |  | No | Single Family | Unknown | 1927-06-14 |  |  | Unknown inside data
137 Bowers Ave | Watertown | 13601 | No | Copper | Unknown | Records | 1935-10-03 | 0.75 | Copper | Records | No | Single Family | Unknown | 1929-06-27 | 0.75 | Non-Lead
140 Bowers Ave | Watertown | 13601 | No | Copper | Unknown | Records | 1935-10-03 | 0.75 | Copper | Records | No | Single Family | Unknown | 1968-09-13 | 0.75 | Non-Lead | repair inside 20' copper 1/16/1996
143 Bowers Ave | Watertown | 13601 | No | Copper | Unknown | Records | 1935-10-03 | 0.75 | Copper | Records | No | Multi Family | Unknown | 1952-09-04 | 0.75 | Non-Lead
145 Bowers Ave | Watertown | 13601 | No | Copper | Unknown | Records | 1935-09-17 | 0.75 | Copper | Records | No | Single Family | Unknown | 1983-07-25 | 0.75 | Non-Lead
146 Bowers Ave | Watertown | 13601 | No | Copper | Unknown | Records | 1935-10-08 | 0.75 | Copper | Records | No | Single Family | Unknown | 1991-11-12 | 0.75 | Non-Lead
148 Bowers Ave | Watertown | 13601 | No | Copper | Unknown | Records | 1935-09-17 | 1 | Copper | Records | No | Single Family | Unknown | 1927-07-15 | 1 | Non-Lead
149 Bowers Ave | Watertown | 13601 | No | Copper | Unknown | Records | 1935-10-04 | 0.75 | Copper | Records | No | Single Family | Unknown | 1967-09-07 | 0.75 | Non-Lead
150 Bowers Ave | Watertown | 13601 | No | Copper | Unknown | Records | 1934-09-06 | 0.75 | Copper | Records | No | Single Family | Unknown | 1930-01-14 | 0.75 | Non-Lead
151 Bowers Ave | Watertown | 13601 | No | Copper | Unknown | Records | 1935-09-17 | 0.75 | Copper | Records | No | Single Family | Unknown | 1962-09-30 | 0.75 | Non-Lead
153 Bowers Ave | Watertown | 13601 | No | Copper | Unknown | Records | 1935-10-08 | 0.75 | Copper | Records | No | Multi Family | Unknown | 1962-09-30 | 0.75 | Non-Lead
154 Bowers Ave | Watertown | 13601 | No | Copper | Unknown | Records | 1935-10-08 | 0.75 | Copper | Records | No | Single Family | Unknown | 1941-12-16 | 0.75 | Non-Lead
156-158 Bowers Ave | Watertown | 13601 | No | Copper | Unknown | Records | 1935-10-08 | 0.75 | Copper | Records | No | Multi Family | Unknown | 1953-05-11 | 0.75 | Non-Lead
157-159 Bowers Ave | Watertown | 13601 | No | Copper | Unknown | Records | 1935-10-08 | 0.75 | Copper | Records | No | Multi Family | Unknown | 1929-06-26 | 0.75 | Non-Lead
160 Bowers Ave | Watertown | 13601 | No | Copper | Unknown | Records | 1947-12-11 | 0.75 | Copper | Records | No | Single Family | Unknown | 1947-12-11 | 0.75 | Non-Lead
161 Bowers Ave | Watertown | 13601 | No | Copper | Unknown | Records | 1958-05-12 | 0.75 | Copper | Records | No | Single Family | Unknown | 1958-05-12 | 0.75 | Non-Lead
167 Bowers Ave | Watertown | 13601 | No | Copper | Unknown | Records | 1935-09-18 | 0.75 |  |  | No | Single Family | Unknown |  |  |  | Unknown inside data
169 Bowers Ave | Watertown | 13601 | No | Copper | Unknown | Records | 1935-10-08 | 0.75 | Unknown | Records | No | Single Family | Unknown | 1922-05-17 | 0.75 | Unknown | Unknown inside data
170 Bowers Ave | Watertown | 13601 | No | Copper | Unknown | Records | 1935-10-08 | 0.75 | Copper | Records | No | Single Family | Unknown | 1977-02-13 | 0.75 | Non-Lead | galvanized inside with 12' copper repair
173 Bowers Ave | Watertown | 13601 | No | Copper | Unknown | Records | 1935-10-11 | 0.75 | Galvanized | Records | No | Single Family | Unknown | 1922-05-17 | 0.75 | GSLRR | Galvanized inside
174 Bowers Ave | Watertown | 13601 | No | Copper | Unknown | Records | 1935-10-10 | 0.75 | Copper | Records | No | Single Family | Unknown | 1994-07-11 | 0.75 | Non-Lead
177 Bowers Ave | Watertown | 13601 | No | Copper | No | Records | 1955-11-07 | 0.75 | Copper | Records | No | Single Family | Unknown | 1955-11-07 | 0.75 | Non-Lead
178 Bowers Ave | Watertown | 13601 | No | Copper | Unknown | Records | 1935-10-11 | 0.75 | Copper | Records | No | Single Family | Unknown | 1962-05-14 | 0.75 | Non-Lead
181 Bowers Ave | Watertown | 13601 | No | Copper | Unknown | Records | 1935-10-11 | 0.75 | Unknown |  | No | Single Family | Unknown |  | 0.75 | Unknown | Unknown inside data
182 Bowers Ave | Watertown | 13601 | No | Copper | Unknown | Records | 1935-10-11 | 0.75 | Copper | Records | No | Single Family | Unknown | 1959-10-29 | 0.75 | Non-Lead
186 Bowers Ave | Watertown | 13601 | No | Copper | Unknown | Records | 1964-12-18 | 1 | Copper | Records | No | Multi Family | Unknown | 1964-12-18 | 1 | Non-Lead | Fed off Myrtle Ave
1 Boyd Pl | Watertown | 13601 | No | Copper |  | Records | 1938-07-20 | 0.75 | [8 empty] | Line hot main to C/S shut line cut and peened over
2 Boyd Pl | Watertown | 13601 | No | Copper | Unknown | Records | 1938-07-20 | 0.75 | Copper | Records | No | Single Family | Unknown | 2004-04-12 | 1 | Non-Lead
1009 Boyd St | Watertown | 13601 | No | Copper | Unknown | Records | 1938-10-06 | 0.75 | [8 empty] | service line Hot main to C/S
1010 Boyd St | Watertown | 13601 | No | Copper | Unknown | Records | 1938-10-06 | 0.75 |  |  | No | Single Family | Unknown |  |  |  | Unknown inside data
1014 Boyd St | Watertown | 13601 | No | Copper | Unknown | Records | 1938-10-04 | 0.75 | Copper | Records | No | Single Family | Unknown | 1929-05-22 | 0.75 | Non-Lead
1017-1019 Boyd St | Watertown | 13601 | No | Copper | Unknown | Records | 1938-10-06 | 0.75 | Copper | Records | No | Multi Family | Unknown | 1980-03-05 | 0.75 | Non-Lead
1018 Boyd St | Watertown | 13601 | No | Copper | Unknown | Records | 1938-10-04 | 0.75 |  |  | No | Multi Family | Unknown |  |  |  | Unknown inside data
1021 Boyd St | Watertown | 13601 | No | Copper | Unknown | Records | 1938-10-06 | 0.75 |  |  | No | Multi Family | Unknown |  |  |  | Unknown inside data
1022 Boyd St | Watertown | 13601 | No | Copper | Unknown | Records | 1938-10-06 | 0.75 |  |  | No | Single Family | Unknown |  |  |  | Unknown inside data
1025 Boyd St | Watertown | 13601 | No | Copper | Unknown | Records | 1938-10-06 | 0.75 | Copper | Records | No | Single Family | Unknown | 2005-04-22 | 0.75 | Non-Lead
1028 Boyd St | Watertown | 13601 | No | Copper | Unknown | Records | 1938-10-11 | 0.75 | Copper | Records | No | Multi Family | Unknown | 1952-05-15 | 0.75 | Non-Lead
1029 Boyd St | Watertown | 13601 | No | Copper | Unknown | Records | 1938-10-13 | 0.75 | Copper | Records | No | Multi Family | Unknown | 1969-04-22 | 0.75 | Non-Lead
1102 Boyd St | Watertown | 13601 | No | Copper | Unknown | Records | 1938-10-14 | 0.75 | Copper | Records | No | Single Family | Unknown | 1977-12-27 | 0.75 | Non-Lead
1103 Boyd St | Watertown | 13601 | No | Copper | Unknown | Records | 1956-04-16 | 1 | Copper | Records | No | Multi Family | Unknown | 1956-04-16 | 1 | Non-Lead
1106-1108 Boyd St | Watertown | 13601 | No | Copper | Unknown | Records | 1938-11-17 | 0.75 | Copper | Records | No | Multi Family | Unknown | 1998-04-28 | 0.75 | Non-Lead
1107-1109 Boyd St | Watertown | 13601 | No | Copper | Unknown | Records | 1938-10-18 | 0.75 | Copper | Records | No | Multi Family | Unknown |  | 0.75 | Non-Lead | 3/4" copper inside per repair made 1/23/2002
1110 Boyd St | Watertown | 13601 | No | Copper | Unknown | Records | 1938-07-20 | 0.75 |  |  | No | Single Family | Unknown |  |  |  | Unknown inside data
1114 Boyd St | Watertown | 13601 | No | Copper | Unknown | Records | 1938-10-21 | 0.75 | Copper | Records | No | Single Family | Unknown | 1976-06-15 | 0.75 | Non-Lead
1115 Boyd St | Watertown | 13601 | No | Copper | Unknown | Records | 1948-07-22 | 0.75 | Copper | Records | No | Single Family | Unknown | 1948-07-22 | 0.75 | Non-Lead
1116 Boyd St | Watertown | 13601 | No | Copper | Unknown | Records | 1938-11-07 | 0.75 |  |  | No | Single Family | Unknown |  |  |  | Unknown inside data
1117 Boyd St | Watertown | 13601 | No | Copper | Unknown | Records | 1938-07-20 | 0.75 | Copper | Records | No | Single Family | Unknown | 2001-07-02 | 0.75 | Non-Lead
1118-1120 Boyd St | Watertown | 13601 | No | Copper | Unknown | Records | 1938-11-07 | 0.75 | Copper | Records | No | Multi Family | Unknown | 1973-07-06 | 0.75 | Non-Lead
1122 Boyd St | Watertown | 13601 | No | Copper | Unknown | Records | 1938-11-07 | 0.75 |  |  | No | Single Family | Unknown |  |  |  | Unknown inside data
1123 Boyd St | Watertown | 13601 | No | Copper | Unknown | Records | 1968-04-09 | 1 | Copper | Records | No | Single Family | Unknown | 1968-04-09 | 1 | Non-Lead
1127 Boyd St | Watertown | 13601 | No | Copper | Unknown | Records | 1938-07-20 | 0.75 | Copper | Records | No | Single Family | Unknown | 2004-06-08 | 0.75 | Non-Lead
1129-1131 Boyd St | Watertown | 13601 | No | Copper | Unknown | Records | 1938-11-09 | 0.75 | Copper | Records | No | Multi Family | Unknown | 1947-05-09 | 0.75 | Non-Lead
1130 Boyd St | Watertown | 13601 | No | Copper | Unknown | Records | 1938-11-07 | 0.75 |  |  | No | Single Family | Unknown |  |  |  | unknown inside data
1132-1134 Boyd St | Watertown | 13601 | No | Copper | Unknown | Records | 1938-11-21 | 0.75 | Copper | Records | No | Multi Family | Unknown | 1936-08-14 | 0.75 | Non-Lead
1135 Boyd St | Watertown | 13601 | No | Copper | Unknown | Records | 1938-11-22 | 0.75 | Copper | Records | No | Single Family | Unknown | 1959-04-13 | 0.75 | Non-Lead
1136-1138 Boyd St | Watertown | 13601 | No | Copper | Unknown | Records | 1937-09-24 | 0.75 | Copper | Records | No | Multi Family | Unknown | 1961-10-17 | 0.75 | Non-Lead
1137 Boyd St | Watertown | 13601 | No | Copper | Unknown | Records | 1938-11-22 | 0.75 | Copper | Records | No | Single Family | Unknown | 1961-04-06 | 0.75 | Non-Lead
1142 Boyd St | Watertown | 13601 | No | Copper | Unknown | Records | 1938-11-23 | 0.75 |  |  | No | Single Family | Unknown |  |  |  | unknown inside data
1143 Boyd St | Watertown | 13601 | No | Copper | Unknown | Records | 1938-07-21 | 0.75 | Copper | Records | No | Single Family | Unknown | 1968-09-23 | 0.75 | Non-Lead
1145 Boyd St | Watertown | 13601 | No | Copper | Unknown | Records | 1938-07-21 | 0.75 | Copper | Records | No | Single Family | Unknown | 2000-10-17 | 0.75 | Non-Lead
1146 Boyd St | Watertown | 13601 | No | Copper | Unknown | Records | 1938-07-21 | 0.75 | Copper | Field Insp | No | Single Family | Unknown | 1938-11-23 | 0.75 | Non-Lead | unknown inside data
1147-1149 Boyd St | Watertown | 13601 | No | Copper | Unknown | Records | 1938-07-21 | 0.75 | Copper | Records | No | Multi Family | Unknown | 1998-11-23 | 1 | Non-Lead
1148 Boyd St | Watertown | 13601 | No | Copper | Unknown | Records | 1938-07-21 | 0.75 | Copper | Records | No | Single Family | Unknown | 1999-06-09 | 0.75 | Non-Lead
1152 Boyd St | Watertown | 13601 | No | Copper | Unknown | Records | 1938-07-21 | 0.75 | Copper | Records | No | Single Family | Unknown | 1938-11-25 | 0.75 | Non-Lead | Missing inside data
1153 Boyd St | Watertown | 13601 | No | Copper | Unknown | Records | 1938-07-21 | 0.75 | Copper | Records | No | Single Family | Unknown | 1949-07-11 | 0.75 | Non-Lead
1154 Boyd St | Watertown | 13601 | No | Copper | Unknown | Records | 1938-07-21 | 0.75 | Copper | Records | No | Single Family | Unknown | 2015-06-17 | 0.75 | Non-Lead
1162 Boyd St | Watertown | 13601 | No | Copper | Unknown | Records | 1971-12-08 | 0.75 | Copper | Records | No | Single Family | Unknown | 1971-12-07 | 0.75 | Non-Lead | fed off Indiana Ave S
1208 Boyd St | Watertown | 13601 | No | Copper | Unknown | Records | 1938-07-21 | 0.75 | Copper | Records | No | Single Family | Unknown | 1950-01-21 | 0.75 | Non-Lead
1209 Boyd St | Watertown | 13601 | No | Copper | Unknown | Records | 1938-07-21 | 0.75 | Copper | Records | No | Single Family | Unknown | 1994-07-19 | 0.75 | Non-Lead
1212 Boyd St | Watertown | 13601 | No | Copper | Unknown | Records | 1938-11-28 | 0.75 |  |  | No | Single Family | Unknown |  |  |  | Unknown inside data
1213 Boyd St | Watertown | 13601 | No | Copper | Unknown | Records | 1938-07-21 | 0.75 |  |  | No | Single Family | Unknown |  |  |  | Unknown inside data
1220 Boyd St | Watertown | 13601 | No | Copper | Unknown | Records | 1959-07-03 | 0.75 | Copper | Records | No | Single Family | Unknown | 1959-07-03 | 0.75 | Non-Lead
1221 Boyd St | Watertown | 13601 | No | Copper | Unknown | Records | 1927-09-19 | 0.75 | Copper | Records | No | Single Family | Unknown | 1927-09-20 | 0.75 | Non-Lead
609 Boyd St | Watertown | 13601 | No | Copper | Unknown | Records | 1938-07-20 | 0.75 | Copper | Records | No | Multi Family | Unknown | 1938-04-11 | 0.75 | Non-Lead
610 Boyd St | Watertown | 13601 | No | Copper | Unknown | Records | 1933-08-25 | 0.75 | Copper | Records | No | Single Family | Unknown | 1996-12-26 | 0.75 | Non-Lead
613 Boyd St | Watertown | 13601 | No | Copper | Unknown | Records | 1938-07-20 | 0.75 | Copper | Records | No | Multi Family | Unknown | 1983-11-29 | 0.75 | Non-Lead
614 Boyd St | Watertown | 13601 | No | Copper | Unknown | Records | 1938-07-20 | 0.75 | Unknown | Records | No | Multi Family | Unknown |  | 0.75 | Unknown | Unknown inside data
615-617 Boyd St | Watertown | 13601 | No | Copper | Unknown | Records | 1948-06-14 | 0.75 | Copper | Records | No | Multi Family | Unknown | 1948-06-14 | 0.75 | Non-Lead
618 Boyd St | Watertown | 13601 | No | Copper | Unknown | Records | 1938-07-20 | 0.75 | Copper | Records | No | Multi Family | Unknown | 1968-06-26 | 0.75 | Non-Lead
622 Boyd St | Watertown | 13601 | No | Copper | Unknown | Records | 1938-08-05 | 0.75 | Copper | Records | No | Other | Unknown | 1932-08-26 | 0.75 | Non-Lead
628 Boyd St | Watertown | 13601 | No | Copper | Unknown | Records | 1934-07-30 | 0.75 | Copper | Records | No | Single Family | Unknown | 1934-07-30 | 0.75 | Non-Lead
630 Boyd St | Watertown | 13601 | No | Copper | Unknown | Records | 1938-08-15 | 0.75 |  |  | No | Single Family | Unknown |  |  |  | Unknown inside data
636 Boyd St | Watertown | 13601 | No | Copper | Unknown | Records | 1936-08-15 | 0.75 |  |  | No | Multi Family | Unknown |  | 0.75 |  | Unknown inside data
637 Boyd St | Watertown | 13601 | No | Copper | Unknown | Records | 1938-08-16 | 0.75 | Copper | Records | No | Multi Family | Unknown | 1936-09-30 | 0.75 | Non-Lead
640 Boyd St | Watertown | 13601 | No | Copper | Unknown | Records | 1938-08-17 | 0.75 | Copper | Records | No | Multi Family | Unknown | 1932-03-16 | 0.75 | Non-Lead
641 Boyd St | Watertown | 13601 | No | Copper | Unknown | Records | 1938-08-17 | 0.75 | Copper | Records | No | Single Family | Unknown | 1949-09-21 | 0.75 | Non-Lead
645 Boyd St | Watertown | 13601 | No | Copper | Unknown | Records | 1938-08-22 | 0.75 | Copper | Records | No | Single Family | Unknown | 1956-10-06 | 0.75 | Non-Lead
648 Boyd St | Watertown | 13601 | No | Copper | Unknown | Records | 1938-08-22 | 0.75 | Copper | Records | No | Multi Family | Unknown | 1972-09-26 | 0.75 | Non-Lead
649 Boyd St | Watertown | 13601 | No | Copper | Unknown | Records | 1938-08-22 | 0.75 |  |  | No | Multi Family | Unknown |  |  |  | Unknown inside data
652 Boyd St | Watertown | 13601 | No | Copper | Unknown | Records | 1938-08-24 | 0.75 | Copper | Records | No | Multi Family | Unknown | 1937-10-21 | 0.75 | Non-Lead
653 Boyd St | Watertown | 13601 | No | Copper | Unknown | Records | 1938-08-25 | 0.75 | Copper | Records | No | Single Family | Unknown | 1932-07-26 | 0.75 | Non-Lead
656 Boyd St | Watertown | 13601 | No | Copper | Unknown | Records | 1938-08-25 | 0.75 | Copper | Records | No | Multi Family | Unknown | 1950-04-10 | 0.75 | Non-Lead
657 Boyd St | Watertown | 13601 | No | Copper | Unknown | Records | 1938-08-25 | 0.75 | Copper | Records | No | Multi Family | Unknown | 1938-04-27 | 0.75 | Non-Lead
662 Boyd St | Watertown | 13601 | No | Copper | Unknown | Records | 1938-08-25 | 0.75 | Copper | Records | No | Multi Family | Unknown | 1950-04-14 | 0.75 | Non-Lead
670 Boyd St | Watertown | 13601 | No | Copper | Unknown | Records | 1938-08-25 | 0.75 | Copper | Records | No | Multi Family | Unknown | 1988-01-12 | 0.75 | Non-Lead
809 Boyd St | Watertown | 13601 | No | Copper | Unknown | Records | 1938-09-01 | 0.75 |  |  | No | Multi Family | Unknown |  |  |  | Unknown inside data
810 Boyd St | Watertown | 13601 | No | Copper | Unknown | Records | 1938-09-01 | 0.75 | Copper | Records | No | Multi Family | Unknown | 1936-06-25 | 0.75 | Non-Lead
811 Boyd St | Watertown | 13601 | No | Copper | Unknown | Records | 1938-09-02 | 0.75 | Copper | Records | No | Multi Family | Unknown | 1973-02-27 | 0.75 | Non-Lead
812 Front & 814 Rear Boyd St | Watertown | 13601 | No | Copper | Unknown | Records | 1938-07-20 | 1 | Copper | Records | No | Multi Family | Unknown | 1996-01-07 | 0.75 | Non-Lead
813-815-817-819 Boyd St | Watertown | 13601 | No | Copper | Unknown | Records | 1938-07-20 | 0.75 | Copper | Records | No | Multi Family | Unknown |  | 0.75 | Non-Lead | no inside data
816 Boyd St | Watertown | 13601 | No | Copper | Unknown | Records | 1938-06-20 | 0.75 |  |  | No | Multi Family | Unknown |  |  |  | Unknown inside data
820 Boyd St | Watertown | 13601 | No | Copper | Unknown | Records | 1938-07-20 | 0.75 |  |  | No | Multi Family | Unknown |  |  |  | Unknown inside data
821-823 Boyd St | Watertown | 13601 | No | Copper | Unknown | Records | 1927-11-19 | 1 | Copper | Records | No | Multi Family | Unknown | 1927-11-19 | 1 | Non-Lead
824-826 Boyd St | Watertown | 13601 | No | Copper | Unknown | Records | 1938-09-07 | 0.75 | Copper | Records | No | Multi Family | Unknown | 1927-04-22 | 0.75 | Non-Lead
825 Boyd St | Watertown | 13601 | No | Copper | Unknown | Records | 1938-09-12 | 0.75 |  |  | No | [5 empty] | Service Hot main to C/S
828 Boyd St | Watertown | 13601 | No | Copper | Unknown | Records | 1938-09-15 | 0.75 | Unknown |  | No | Multi Family | Unknown |  | 0.75 | Unknown | Unknown inside data
829 Boyd St | Watertown | 13601 | No | Copper | Unknown | Records | 1938-09-19 | 0.75 |  |  | No | Multi Family | Unknown |  |  |  | Unknown inside data
902 Boyd St | Watertown | 13601 | No | Copper | Unknown | Records | 1938-09-22 | 0.75 | Copper | Records | No | Single Family | Unknown | 1998-09-14 | 0.75 | Non-Lead
903 Boyd St | Watertown | 13601 | No | Copper | Unknown | Records | 1938-09-22 | 0.75 | Copper | Records | No | Multi Family | Unknown | 1930-06-27 | 0.75 | Non-Lead
904-906 Boyd St | Watertown | 13601 | No | Copper | Unknown | Records | 1938-07-20 | 0.75 | Copper | Records | No | Multi Family | Unknown | 1930-06-25 | 0.75 | Non-Lead
908 Boyd St | Watertown | 13601 | No | Copper | Unknown | Records | 1938-07-20 | 0.75 | Copper | Records | No | Multi Family | Unknown | 1955-10-19 | 0.75 | Non-Lead
911 Boyd St | Watertown | 13601 | No | Copper | Unknown | Records | 1949-05-04 | 0.75 | Copper | Records | No | Single Family | Unknown | 1949-05-04 | 0.75 | Non-Lead
912-914 Boyd St | Watertown | 13601 | No | Copper | Unknown | Records | 1938-09-24 | 0.75 | Copper | Records | No | Multi Family | Unknown | 1956-12-14 | 0.75 | Non-Lead
918 Boyd St | Watertown | 13601 | No | Copper | Unknown | Records | 1938-09-26 | 0.75 | Copper | Records | No | Single Family | Unknown | 1948-08-31 | 0.75 | Non-Lead
919 Boyd St | Watertown | 13601 | No | Copper | Unknown | Records | 1938-10-05 | 0.75 | Copper | Records | No | Single Family | Unknown | 2010-01-13 | 0.75 | Non-Lead
920 Boyd St | Watertown | 13601 | No | Copper | Unknown | Records | 1938-07-20 | 0.75 | Copper | Records | No | Single Family | Unknown | 2016-03-04 | 0.75 | Non-Lead
922-924-926 Boyd St | Watertown | 13601 | No | Copper | Unknown | Records | 1938-10-06 | 0.75 | Copper | Records | No | Multi Family | Unknown | 1949-08-09 | 0.75 | Non-Lead
923 Boyd St | Watertown | 13601 | No | Copper | Unknown | Records | 1938-10-05 | 0.75 | Copper | Records | No | Single Family | Unknown | 1985-10-18 | 0.75 | Non-Lead
927-929 Boyd St | Watertown | 13601 | No | Copper | Unknown | Records | 1976-08-05 | 1 | Copper | Records | No | Multi Family | Unknown | 1996-04-09 | 1 | Non-Lead | fed off South Hamilton St
928 Boyd St | Watertown | 13601 | No | Copper | Unknown | Records | 1938-07-20 | 0.75 | Copper | Records | No | Single Family | Unknown | 2013-06-13 | 0.75 | Non-Lead
1004 Bradley St | Watertown | 13601 | No | Copper | Unknown | Records | 1956-11-05 | 0.75 | Copper | Records | No | Single Family | Unknown | 1949-04-18 | 0.75 | Non-Lead
1014 Bradley St | Watertown | 13601 | No | Copper | Unknown | Records | 1956-11-05 | 0.75 |  |  | No | [5 empty] | Demolished Unknown termination point
1020 Bradley St | Watertown | 13601 | No | Copper | Unknown | Records | 1956-07-12 | 0.75 | Copper | Records | No | Other | Unknown | 1956-07-31 | 0.75 | Non-Lead
1021 Bradley St | Watertown | 13601 | No | Copper | Unknown | Records | 1956-11-05 | 0.75 |  |  | No | [5 empty] | Demolished 3/4" copper Unknown termination point
1030 Bradley St | Watertown | 13601 | No | Copper | Unknown | Records | 1956-11-08 | 0.75 | [8 empty] | Demolished Unknown termination point
1035 Bradley St | Watertown | 13601 | No | Known Other | No | Records | 1964-08-31 | 4 | Known Other | Records | No | Business | Unknown | 1964-08-31 | 4 | Non-Lead | 4" D.I.P
1040 Bradley St | Watertown | 13601 | No | Copper | Unknown | Records | 1965-08-31 | 1 | UUL | Records | No | Business | Unknown | 1965-08-31 | 1 | Unknown | Unknown inside data
1068 Bradley St | Watertown | 13601 | No | Copper | Unknown | Records | 1956-11-05 | 1 | Galvanized | Records | No | Business | Unknown |  | 1 | GSLRR | meter pit to building
1069 Bradley St | Watertown | 13601 | No | Copper | Unknown | Records | 1956-11-05 | 0.75 | Copper | Records | No | Business | None |  | 0.75 | Non-Lead
1079 E & V Bradley St | Watertown | 13601 | No | Copper | No | Records | 1956-11-05 | 1 | Copper | Records | No | Business | Unknown |  | 0.75 | Non-Lead | same as 1069
510-512 Bradley St | Watertown | 13601 | No | Copper | Unknown | Records | 1956-11-05 | 0.75 | Copper | Records | No |  |  | 1956-10-25 | 0.75 | Non-Lead | Demolished 3/4" copper Hot main to C/S
512 Bradley St | Watertown | 13601 | No | Copper | Unknown | Records | 1956-11-05 | 0.75 |  |  | No | [5 empty] | Demolished 2003 3/4" copper Hot main to C/S
515 Bradley St | Watertown | 13601 | No | Copper | Unknown | Records | 1956-11-05 | 0.75 | Copper | Records | No | Multi Family | Unknown | 1956-11-05 | 0.75 | Non-Lead
516 Bradley St | Watertown | 13601 | No | Copper | Unknown | Records | 1956-11-05 | 0.75 | Copper | Records | No | Business | Unknown | 1956-10-26 | 0.75 | Non-Lead
521 Bradley St | Watertown | 13601 | No | Copper | Unknown | Records | 1956-11-05 | 0.75 |  |  | No | Single Family | Unknown |  |  |  | Unknown inside data
522 Bradley St | Watertown | 13601 | No | Copper | Unknown | Records | 1956-11-05 | 0.75 | Copper | Records | No | Business | Unknown | 1986-04-10 | 0.75 | Non-Lead
525 Bradley St | Watertown | 13601 | No | Copper | Unknown | Records | 1956-11-05 | 0.75 | Unknown |  | No | Single Family | Unknown | 1924-08-04 | 0.75 | Unknown | Unknown inside data
530 Bradley St | Watertown | 13601 | No | Copper | Unknown | Records | 1956-11-28 | 0.75 | [8 empty] | unknown address 3/4 copper main to C/S
531 Bradley St | Watertown | 13601 | No | Copper | Unknown | Records | 1956-11-05 | 0.75 | Unknown |  | No | Single Family | Unknown | 1956-09-10 | 0.75 | Unknown | Unknown inside data
535 Bradley St | Watertown | 13601 | No | Copper | Unknown | Records | 1956-11-05 | 0.75 | Copper | Records | No | Multi Family | Unknown | 1954-07-06 | 0.75 | Non-Lead
536 Bradley St | Watertown | 13601 | No | Copper | Unknown | Records | 1941-09-16 | 0.75 | Copper | Records | No | Single Family | Unknown | 1941-09-16 | 0.75 | Non-Lead | Fed off of Waite Ave
539-541 Bradley St | Watertown | 13601 | No | Copper | Unknown | Records | 1956-11-05 | 0.75 | Copper | Records | No | Multi Family | Unknown | 1947-08-20 | 0.75 | Non-Lead
540 Bradley St | Watertown | 13601 | Unknown | Copper | Unknown | Records | 1956-11-05 | 0.75 | Copper | Records | No | Single Family | Unknown | 1971-07-15 | 0.75 | Non-Lead
543 Bradley St | Watertown | 13601 | No | Copper | Unknown | Records | 1933-10-09 | 0.75 | Copper | Records | No | Multi Family | Unknown | 1933-10-09 | 0.75 | Non-Lead | Fed off of Superior St
546 Bradley St | Watertown | 13601 | No | Copper | Unknown | Records | 1956-11-05 | 0.75 | Copper | Records | No | Single Family | Unknown | 1964-09-28 | 0.75 | Non-Lead
554 Bradley St | Watertown | 13601 | No | Copper | Unknown | Records | 1956-11-05 | 0.75 | Copper | Records | No | Single Family | Unknown | 1951-08-07 | 0.75 | Non-Lead
556 Bradley St | Watertown | 13601 | No | Copper | Unknown | Records | 1956-08-23 | 0.75 | Copper | Records | No | Single Family | Unknown | 1956-08-23 | 0.75 | Non-Lead
558 Bradley St | Watertown | 13601 | No | Copper | Unknown | Records | 1983-01-03 | 0.75 |  |  | No | Business | Unknown |  |  |  | unknown inside data
568 Bradley St | Watertown | 13601 | No | Copper | Unknown | Records | 1983-01-18 | 0.75 |  |  | No | Business | Unknown |  |  |  | Unknown inside data same address 558
603 Bradley St | Watertown | 13601 | No | Copper | Unknown | Records | 1980-04-10 | 0.75 | Copper | Records | No | Multi Family | Unknown | 1980-04-10 | 0.75 | Non-Lead
615 Bradley St | Watertown | 13601 | No | Copper | Unknown | Records | 1957-05-06 | 0.75 | Copper | Records | No | Single Family | Unknown | 2010-08-25 | 0.75 | Non-Lead
621 Bradley St | Watertown | 13601 | Unknown | Copper | Unknown | Records | 1936-10-28 | 0.75 | [8 empty] | Unknown termination point
629 Bradley St | Watertown | 13601 | No | Copper | Unknown | Records | 1956-11-28 | 0.75 | Copper | Records | No | Single Family | Unknown | 1956-08-23 | 0.75 | Non-Lead
633-635 Bradley St | Watertown | 13601 | No | Copper | Unknown | Records | 1936-10-28 | 0.75 | Copper | Records | No | Multi Family | Unknown | 1956-08-23 | 0.75 | Non-Lead
700 Bradley St | Watertown | 13601 | No | Copper | No | Records | 1956-11-05 | 0.75 |  |  | No | [5 empty] | Demolished service hot main to C/S fed off Binsse St
704 Bradley St | Watertown | 13601 | No | Copper | Unknown | Records | 1956-11-05 | 0.75 | Copper | Records | No | Business | Unknown | 1964-01-07 | 0.75 | Non-Lead
712 Bradley St | Watertown | 13601 | No | Copper | Unknown | Records | 1656-11-06 | 0.75 | Copper | Records | No | Business | Unknown | 1928-09-27 | 0.75 | Non-Lead
720 Frostys Ice Cream Bradley St | Watertown | 13601 | No | Copper | No | Records | 1980-09-08 | 0.75 | Copper | Records | No | Business | Unknown | 1980-09-08 | 0.75 | Non-Lead
728 Elks Club Bradley St | Watertown | 13601 | No | Known Other | No | Records | 2000-12-15 | 4 | Copper | Records | No | Business | Unknown | 2000-12-15 | 2 | Non-Lead | 4" D.I.P. fire service and 2" domestic off fire
744 Bradley St | Watertown | 13601 | No | Copper | Unknown | Records | 1956-11-05 | 0.75 | [8 empty] | Demolished 3/4" copper Main to C/S Hot
750 Bradley St | Watertown | 13601 | No | Copper | Unknown | Records | 1956-08-17 | 0.75 | Copper | Records | No | Business | Unknown | 1956-08-17 | 0.75 | Non-Lead
758 Bradley St | Watertown | 13601 | No | Copper | Unknown | Records | 1956-11-05 | 1 | Unknown | Records | No | Single Family | Unknown |  | 0.75 | Unknown | Unknown inside data
800 & 804 Bradley St | Watertown | 13601 | No | Copper |  | Records | 2015-09-03 | 2 | Copper | Records | No | Business | Unknown | 2015-09-03 | 2
810 Bradley St | Watertown | 13601 | No | Copper | Unknown | Records | 1956-11-05 | 0.75 | Copper | Records | No | Business | Unknown | 1967-10-14 | 0.75 | Non-Lead
816 Bradley St | Watertown | 13601 | No | Copper | No | Records | 1988-09-19 | 1 | Copper | Records | No | Business | Unknown | 1988-09-19 | 1 | Non-Lead
826 Bradley St | Watertown | 13601 | No | Copper | Unknown | Records | 1956-09-24 | 0.75 | Copper | Records | No | Single Family | Unknown | 1956-09-24 | 0.75 | Non-Lead
836 Bradley St | Watertown | 13601 | No | Copper | Unknown | Records | 1956-08-24 | 0.75 | Copper | Records | No | Single Family | Unknown | 1956-08-24 | 0.75 | Non-Lead
840 Bradley St | Watertown | 13601 | No | Copper | Unknown | Records | 1956-11-05 | 0.75 | Copper | Records | No | Single Family | Unknown | 1956-11-13 | 0.75 | Non-Lead
904 AKA 846 Bradley St | Watertown | 13601 | No | Copper | Unknown | Records | 1956-11-05 | 0.75 | Copper | Records | No | Single Family | Unknown | 1936-08-15 | 0.75 | Non-Lead
944 Bradley St | Watertown | 13601 | No | Copper | Unknown | Records | 1956-11-05 | 0.75 | [8 empty] | Unknown address location 3/4" copper service terminated at corp 1960
948 Bradley St | Watertown | 13601 | No | Copper | Unknown | Records | 1981-02-24 | 1 | Copper | Records | No | Business | Unknown | 1981-02-24 | 1 | Non-Lead
968 Bradley St | Watertown | 13601 | No | Copper | Unknown | Records | 1956-06-08 | 2 | Copper | Records | No | Business | Unknown | 1956-06-08 | 2 | Non-Lead | 8" fire sprinkler service and 2" copper domestic
Nice & Easy Bradley St | Watertown | 13601 | No | Copper | No | Records | 2000-10-12 | 1 | Plastic | Records | No | Business | Unknown | 2000-10-12 | 2 | Non-Lead
North Watertown Cemetery Bradley St | Watertown | 13601 | No | Copper | No | Records | 1974-06-28 | 1 | Copper | Records | No | Business | None | 1974-06-28 | 1 | Non-Lead
Outer Bradley Bradley St | Watertown | 13601 | No | Copper | Unknown | Records | 1956-11-05 | 1 | Copper | Records | No |  |  | 1955-06-25 | 1 | Non-Lead
Vacant Lot 611 Bradley St | Watertown | 13601 | No | Copper | No | Records | 1957-05-06 | 0.75 |  |  | No | [5 empty] | stub to vacant lot Hot Main to C/S
Vacant Lot Bradley & Waite Bradley St | Watertown | 13601 | No | Copper | Unknown | Records | 1957-05-17 | 0.75 | [8 empty] | unknown location
Vacant Lot Bradley St | Watertown | 13601 | No | Copper | No | Records | 1956-11-05 | 0.75 | [8 empty] | stub main to C/S no box
301 Brainard St | Watertown | 13601 | No | Copper | Unknown | Records | 1992-06-01 | 1 | Copper | Records | No | Single Family | Unknown | 1951-01-27 | 0.75 | Non-Lead | Fed from Gotham St
302 Brainard St | Watertown | 13601 | No | Copper | Unknown | Records | 1985-08-01 | 0.75 | Copper | Records | No | Single Family | Unknown | 1939-09-11 | 0.75 | Non-Lead
313 Brainard St | Watertown | 13601 | No | Copper | Unknown | Records | 1985-08-01 | 0.75 | Copper | Records | No | Multi Family | Unknown | 1966-04-26 | 0.75 | Non-Lead
314 Brainard St | Watertown | 13601 | No | Copper | Unknown | Records | 1985-08-01 | 0.75 | Copper | Records | No | Single Family | Unknown | 1948-06-23 | 0.75 | Non-Lead
319 Brainard St | Watertown | 13601 | No | Copper | Unknown | Records | 1985-08-01 | 0.75 |  |  | No | Single Family | Unknown |  |  |  | Unknown inside data
322 Brainard St | Watertown | 13601 | No | Copper | Unknown | Records | 1985-08-01 | 0.75 | Copper | Records | No | Single Family | Unknown | 1948-06-18 | 0.75 | Non-Lead
325 Brainard St | Watertown | 13601 | No | Copper | Unknown | Records | 1985-08-01 | 0.75 | Copper | Records | No | Single Family | Unknown | 1948-12-07 | 0.75 | Non-Lead
330 Brainard St | Watertown | 13601 | No | Copper | Unknown | Records | 1985-08-01 | 0.75 |  |  | No | Single Family | Unknown |  | 0.75 |  | Unknown inside data
331 Brainard St | Watertown | 13601 | No | Copper | Unknown | Records | 1985-08-01 | 0.75 | Copper | Records | No | Single Family | Unknown | 1950-06-09 | 0.75 | Non-Lead
334 Brainard St | Watertown | 13601 | No | Copper | Unknown | Records | 1985-08-01 | 0.75 | Copper | Records | No | Single Family | Unknown | 1950-10-06 | 0.75 | Non-Lead
335-337 Brainard St | Watertown | 13601 | No | Copper | Unknown | Records | 1985-08-01 | 0.75 | Copper | Records | No | Multi Family | Unknown | 1952-08-25 | 0.75 | Non-Lead
340 Brainard St | Watertown | 13601 | No | Copper | Unknown | Records | 1985-08-01 | 0.75 | Copper | Records | No | Single Family | Unknown | 1950-04-04 | 0.75 | Non-Lead
343-345 Brainard St | Watertown | 13601 | No | Copper | Unknown | Records | 1985-08-01 | 0.75 | Copper | Records | No | Multi Family | Unknown | 1969-03-10 | 0.75 | Non-Lead
344 Brainard St | Watertown | 13601 | No | Copper | Unknown | Records | 1985-08-01 | 0.75 | Copper | Records | No | Single Family | Unknown | 1950-04-04 | 0.75 | Non-Lead
347 Brainard St | Watertown | 13601 | No | Copper | Unknown | Records | 1985-08-01 | 0.75 |  |  | No | Single Family | Unknown |  | 0.75 |  | Unknown inside data
348-350 Brainard St | Watertown | 13601 | No | Copper | Unknown | Records | 1985-08-01 | 0.75 | Copper | Records | No | Multi Family | Unknown | 1935-09-23 | 0.75 | Non-Lead
351 Brainard St | Watertown | 13601 | No | Copper | Unknown | Records | 1985-08-01 | 0.75 | Copper | Records | No | Multi Family | Unknown | 1955-08-25 | 0.75 | Non-Lead
356 Brainard St | Watertown | 13601 | No | Copper | Unknown | Records | 1985-08-01 | 0.75 |  |  | No | Single Family | Unknown |  |  |  | unknown inside data
360 Brainard St | Watertown | 13601 | No | Copper | Unknown | Records | 1985-08-01 | 0.75 | Copper | Records | No | Single Family | Unknown | 1931-06-10 | 0.75 | Non-Lead
363 Brainard St | Watertown | 13601 | No | Copper | Unknown | Records | 1985-08-01 | 0.75 | Copper | Records | No | Single Family | Unknown | 1984-05-21 | 0.75 | Non-Lead
366 Brainard St | Watertown | 13601 | No | Copper | Unknown | Records | 1985-08-01 | 0.75 | Copper | Records | No | Single Family | Unknown | 1932-01-04 | 0.75 | Non-Lead
367 Brainard St | Watertown | 13601 | No | Copper | Unknown | Records | 1985-08-01 | 0.75 | Copper | Records | No | Single Family | Unknown | 1954-08-19 | 0.75 | Non-Lead
370 Brainard St | Watertown | 13601 | No | Copper | Unknown | Records | 1985-08-01 | 0.75 | Copper | Records | No | Single Family | Unknown | 2014-08-19 | 0.75 | Non-Lead
371 Brainard St | Watertown | 13601 | No | Copper | Unknown | Records | 1985-08-01 | 0.75 | Copper | Records | No | Single Family | Unknown | 2011-05-06 | 0.75 | Non-Lead
375 Brainard St | Watertown | 13601 | No | Copper | Unknown | Records | 1985-08-01 | 0.75 | Copper | Records | No | Single Family | Unknown | 1940-09-14 | 0.75 | Non-Lead
376 Brainard St | Watertown | 13601 | No | Copper | Unknown | Records | 1985-08-01 | 0.75 | Copper | Records | No | Single Family | Unknown | 2005-07-28 | 0.75 | Non-Lead
380 Brainard St | Watertown | 13601 | No | Copper | Unknown | Records | 1985-08-01 | 0.75 | Copper | Records | No | Single Family | Unknown | 1953-07-20 | 0.75 | Non-Lead
383 Brainard St | Watertown | 13601 | No | Copper | Unknown | Records | 1961-09-18 | 0.75 | Copper | Records | No | Multi Family | Unknown | 1961-09-18 | 0.75 | Non-Lead | Fed off of Cadwell St
384 Brainard St | Watertown | 13601 | No | Copper | Unknown | Records | 1985-08-01 | 0.75 | Copper | Records | No | Single Family | Unknown | 2002-10-30 | 0.75 | Non-Lead
386-388 Brainard St | Watertown | 13601 | No | Copper | Unknown | Records | 1985-08-01 | 0.75 | Copper | Records | No | Multi Family | Unknown | 1937-01-15 | 0.75 | Non-Lead
400-402 Brainard St | Watertown | 13601 | No | Copper | Unknown | Records | 1985-08-01 | 0.75 | Copper | Records | No | Multi Family | Unknown | 1994-05-19 | 0.75 | Non-Lead
401 Brainard St | Watertown | 13601 | No | Copper | Unknown | Records | 1985-08-01 | 0.75 |  |  | No | Single Family | Unknown |  |  |  | Unknown inside Data
404-406 Brainard St | Watertown | 13601 | No | Copper | Unknown | Records | 1985-08-01 | 0.75 |  |  | No | Multi Family | Unknown |  | 0.75 |  | Unknown inside data
405 Brainard St | Watertown | 13601 | No | Copper | Unknown | Records | 1985-08-01 | 0.75 |  |  | No | Single Family | Unknown |  |  |  | Unknown inside data
408-410 Brainard St | Watertown | 13601 | No | Copper | Unknown | Records | 1985-08-01 | 0.75 | Copper | Records | No | Multi Family | Unknown | 1929-10-03 | 0.75 | Non-Lead
409 Brainard St | Watertown | 13601 | No | Copper | Unknown | Records | 1985-08-01 | 0.75 | Copper | Records | No | Single Family | Unknown | 1959-06-09 | 0.75 | Non-Lead
411 Brainard St | Watertown | 13601 | No | Copper | Unknown | Records | 1985-08-01 | 0.75 | Copper | Records | No | Multi Family | Unknown | 1937-01-06 | 0.75 | Non-Lead
412 Brainard St | Watertown | 13601 | No | Copper | Unknown | Records | 1985-08-01 | 0.75 |  |  | No | Single Family | Unknown |  |  |  | Unknown inside data
415 Brainard St | Watertown | 13601 | No | Copper | Unknown | Records | 1985-08-01 | 0.75 | Copper | Records | No | Single Family | Unknown | 1988-03-29 | 0.75 | Non-Lead
418 Brainard St | Watertown | 13601 | No | Copper | Unknown | Records | 1985-08-01 | 0.75 | Unknown | Records | No | Single Family | Unknown | 1932-04-29 | 0.75 | Unknown | Unknown inside Material
104 Breen Ave | Watertown | 13601 | No | Known Other | No | Records | 1990-10-25 | 4 | Known Other | Records | No | Business | Unknown | 1990-10-25 | 4 | Non-Lead | 4" Fire/Domestic from Cedar St + 2" Copper
111 Breen Ave | Watertown | 13601 | No | Copper | Unknown | Records | 2010-06-01 | 1 | Copper | Records | No | Business | Unknown | 1946-10-25 | 1 | Non-Lead
115 Breen Ave | Watertown | 13601 | No | Unknown | Unknown | Records | 1952-08-07 | 0.75 | Unknown | Records | Unknown |  | Unknown | 1952-08-07 | 0.75 | Unknown | demolished unknown termination point
119 Breen Ave | Watertown | 13601 | No | Copper | Unknown | Records | 2010-08-24 | 1 | Copper | Records | No | Single Family | Unknown | 2010-08-24 | 1 | Non-Lead
120 Breen Ave | Watertown | 13601 | No | Copper | Unknown | Records | 1971-11-12 | 1 | Copper | Records | No | Business | Unknown | 1971-11-12 | 1 | Non-Lead | Fed off of Cedar St
123 Breen Ave | Watertown | 13601 | No | Copper | Unknown | Records | 2010-06-01 | 1 | Copper | Records | No | Single Family | Unknown | 1947-01-21 | 0.75 | Non-Lead
127 Breen Ave | Watertown | 13601 | No | Copper | Unknown | Records | 2010-06-01 | 1 | Copper | Records | No | Single Family | Unknown | 2010-08-25 | 1 | Non-Lead
129 Breen Ave | Watertown | 13601 | No | Copper | Unknown | Records | 2010-06-01 | 0.75 | Copper | Records | No | Single Family | Unknown | 1934-06-06 | 0.75 | Non-Lead
130 & 130 Rear Breen Ave | Watertown | 13601 | No | Copper | Unknown | Records | 2010-07-02 | 1 | Copper | Records | No | Multi Family | Unknown |  | 0.75 | Non-Lead | Unknown inside data
131 Breen Ave | Watertown | 13601 | No | Copper | Unknown | Records | 2010-07-01 | 1 | Copper | Records | No | Single Family | Unknown | 1990-09-10 | 0.75 | Non-Lead
134 Breen Ave | Watertown | 13601 | No | Copper | Unknown | Records | 2010-07-02 | 1 | Copper | Records | No | Multi Family | Unknown | 1942-04-22 | 0.75 | Non-Lead
140 Breen Ave | Watertown | 13601 | No | Copper | Unknown | Records | 2010-07-02 | 1 | Unknown | Records | No | Other | Unknown |  | 1 | Unknown | Unknown inside data
141 Breen Ave | Watertown | 13601 | No | Copper | Unknown | Records | 2010-07-02 | 1 | Copper | Records | No | Multi Family | Unknown | 1934-04-09 | 0.75 | Non-Lead
148 Breen Ave | Watertown | 13601 | No | Copper | Unknown | Records | 2010-07-02 | 1 | Copper | Records | No | Single Family | Unknown | 1995-07-19 | 0.75 | Non-Lead
150 Breen Ave | Watertown | 13601 | No | Copper | Unknown | Records | 2010-07-02 | 1 | Copper | Records | No | Single Family | Unknown |  | 0.75 | Non-Lead | Unknown inside data
152 Breen Ave | Watertown | 13601 | No | Copper | Unknown | Records | 2010-07-02 | 1 | Copper | Records | No | Single Family | Unknown | 1927-12-09 | 0.75 | Non-Lead
153 Breen Ave | Watertown | 13601 | No | Copper | Unknown | Records | 2010-07-02 | 1 | Copper | Records | No | Single Family | Unknown | 1938-06-18 | 0.75 | Non-Lead
154 Breen Ave | Watertown | 13601 | No | Copper | Unknown | Records | 2010-07-02 | 1 | Copper | Records | No | Single Family | Unknown | 1991-06-07 | 0.75 | Non-Lead
160 Breen Ave | Watertown | 13601 | No | Copper | Unknown | Records | 2010-07-02 | 1 | Galvanized | Records | No | Single Family | Unknown |  | 0.75 | GSLRR | Unknown inside data
161 Breen Ave | Watertown | 13601 | No | Copper | Unknown | Records | 2010-07-02 | 1 | Copper | Records | No | Multi Family | Unknown | 1935-07-19 | 0.75 | Non-Lead
163 Breen Ave | Watertown | 13601 | No | Copper | Unknown | Records | 2010-07-02 | 1 | Copper | Records | No | Single Family | Unknown | 1987-06-12 | 0.75 | Non-Lead
164 Breen Ave | Watertown | 13601 | No | Copper | Unknown | Records | 2012-09-11 | 0.75 | Copper | Records | No | Other | Unknown | 2012-09-11 | 0.75 | Non-Lead | 6"D.I.P Fire
171 Breen Ave | Watertown | 13601 | No | Copper | No | Records | 2010-07-02 | 1 | Copper | Records | No | Single Family | Unknown | 1987-09-08 | 0.75 | Non-Lead
177 Breen Ave | Watertown | 13601 | No | Copper | No | Records | 2010-07-02 | 1 | Copper | Records | No | Single Family | Unknown | 1965-04-26 | 0.75 | Non-Lead
180 Breen Ave | Watertown | 13601 | No | Copper | Unknown | Records | 2010-07-02 | 1 | Copper | Records | No | Single Family | Unknown | 1971-06-01 | 0.75 | Non-Lead
187 Breen Ave | Watertown | 13601 | No | Copper | Unknown | Records | 1987-07-21 | 0.75 | Copper | Records | No | Other | Unknown | 1987-07-21 | 0.75 | Non-Lead | Fed off of Emmett St
201 Breen Ave | Watertown | 13601 | No | Copper | Unknown | Records | 1986-06-01 | 0.75 | Copper | Records | No | Single Family | Unknown | 1974-04-25 | 0.75 | Non-Lead | Fed off of Emmett St
204 Breen Ave | Watertown | 13601 | No | Copper | Unknown | Records | 2010-08-20 | 1 | Copper | Records | No | Single Family | Unknown | 1952-02-21 | 0.75 | Non-Lead
205 Breen Ave | Watertown | 13601 | No | Copper | Unknown | Records | 2010-07-08 | 1 | Copper | Records | No | Single Family | Unknown | 1958-08-06 | 0.75 | Non-Lead
213 Breen Ave | Watertown | 13601 | No | Copper | Unknown | Records | 2010-07-07 | 1 | Copper | Records | No | Single Family | Unknown | 1956-06-06 | 0.75 | Non-Lead
214 Breen Ave | Watertown | 13601 | No | Copper | Unknown | Records | 2010-07-07 | 1 | Galvanized | Records | No | Single Family | Unknown |  | 1 | GSLRR | Unknown inside install date
221 Breen Ave | Watertown | 13601 | No | Copper | Unknown | Records | 2010-07-07 | 1 | Copper | Records | No | Single Family | Unknown | 1936-07-23 | 0.75 | Non-Lead
225 Breen Ave | Watertown | 13601 | No | Copper | Unknown | Records | 2010-07-07 | 1 | Copper | Records | No | Single Family | Unknown | 1936-07-23 | 0.75 | Non-Lead
229 Breen Ave | Watertown | 13601 | No | Copper | Unknown | Records | 2010-07-07 | 1 | Copper | Records | No | Single Family | Unknown | 1969-02-20 | 0.75 | Non-Lead
233 Breen Ave | Watertown | 13601 | No | Copper | Unknown | Records | 2010-07-07 | 1 | Copper | Records | No | Single Family | Unknown | 1946-08-07 | 0.75 | Non-Lead
235 Breen Ave | Watertown | 13601 | No | Copper | Unknown | Records | 2010-07-08 | 1 | Copper | Records | No | Single Family | Unknown | 1934-03-19 | 0.75 | Non-Lead
236 Breen Ave | Watertown | 13601 | No | Copper | Unknown | Records | 1937-10-16 | 0.75 | Copper | Records | No | Multi Family | Unknown | 1937-10-05 | 0.75 | Non-Lead | Fed off of Prospect St W
237-239 Breen Ave | Watertown | 13601 | No | Copper | Unknown | Records | 2010-07-08 | 1 | Galvanized | Records | No | Multi Family | Unknown | 1900-04-28 | 1 | GSLRR
241 Breen Ave | Watertown | 13601 | No | Copper | Unknown | Records | 2010-07-08 | 1 | Copper | Records | No | Multi Family | Unknown | 1961-01-09 | 0.75 | Non-Lead
246 Breen Ave | Watertown | 13601 | No | Copper | Unknown | Records | 2010-07-08 | 1 | Copper | Records | No | Single Family | Unknown | 1960-08-11 | 0.75 | Non-Lead
250 Breen Ave | Watertown | 13601 | No | Copper | Unknown | Records | 2010-07-08 | 1 | Copper | Records | No | Multi Family | Unknown | 1997-09-03 | 1 | Non-Lead
253 Breen Ave | Watertown | 13601 | No | Copper | Unknown | Records | 2010-07-08 | 1 | Galvanized | Records | No | Multi Family | Unknown | 1908-09-30 | 0.75 | GSLRR
254 Breen Ave | Watertown | 13601 | No | Copper | Unknown | Records | 2010-07-08 | 1 | Galvanized | Records | No | Single Family | Unknown | 1919-08-26 | 0.75 | GSLRR
Rear Lot Breen Ave (633 Swan St) Breen Ave | Watertown | 13601 | No | Copper | Unknown | Records | 1946-05-21 | 1 | Copper | Records | No | Business | Unknown | 1946-05-20 | 1 | Non-Lead
Vacant Lots Between 160 & 180 Breen Ave | Watertown | 13601 | No | Copper | No | Records | 2010-07-07 | 1 | [8 empty] | Two 1" taps main to C/S for future use
10 Brett St | Watertown | 13601 | No | Copper | Unknown | Records | 1925-11-02 | 0.75 | Copper | Records | No | Single Family | Unknown | 1925-11-02 | 0.75 | Non-Lead
11 Brett St | Watertown | 13601 | No | Copper | Unknown | Records | 1925-10-31 | 0.75 | Copper | Records | No | Single Family | Unknown | 1925-10-31 | 0.75 | Non-Lead
310 Brett St | Watertown | 13601 | No | Copper | Unknown | Records | 1925-10-29 | 1 | Copper | Records | No | Single Family | Unknown | 1925-10-29 | 1 | Non-Lead
314 Brett St | Watertown | 13601 | No | Copper | Unknown | Records | 1955-09-21 | 0.75 | Copper | Records | No | Single Family | Unknown | 1955-09-21 | 0.75 | Non-Lead
315 Brett St | Watertown | 13601 | Unknown | Copper | Unknown | Records | 1925-11-02 | 0.75 | Copper | Records | No | Single Family | Unknown | 1958-01-14 | 0.75 | Non-Lead
318 Brett St | Watertown | 13601 | No | Copper | Unknown | Records | 1955-08-11 | 0.75 | Copper | Records | No | Single Family | Unknown | 1955-08-11 | 0.75 | Non-Lead
326 Brett St | Watertown | 13601 | No | Copper | Unknown | Records | 1925-11-02 | 0.75 | Copper | Records | No | Single Family | Unknown | 1925-11-02 | 0.75 | Non-Lead | Unknown data in or out
408 Bridge St | Watertown | 13601 | No | Copper | Unknown | Records | 1938-06-28 | 0.75 | [8 empty] | demolished, vacant lot, 3/4 Copper Hot Main to C/S
416 Bridge St | Watertown | 13601 | Unknown | Unknown | Unknown |  |  |  | Unknown |  | Unknown | Multi Family | Unknown |  |  | Unknown | unknown data in or out Service Card Indicates 6" main installed in 1941
420 Bridge St | Watertown | 13601 | No | Copper | Unknown | Records | 1976-10-15 | 0.75 | Copper | Records | No | Multi Family | Unknown | 1976-10-15 | 0.75 | Non-Lead
422 & 422 Rear Bridge St | Watertown | 13601 | No | Copper | Unknown | Records | 1940-10-18 | 0.75 | Copper | Records | No | Multi Family | Unknown | 1968-05-23 | 0.75 | Non-Lead
424 Bridge St | Watertown | 13601 | No | Copper | Unknown | Records | 1940-10-18 | 0.75 | Copper | Records | No | Multi Family | Unknown | 1968-05-23 | 0.75 | Non-Lead | #422 and #424
426-428 Bridge St | Watertown | 13601 | No | Copper | Unknown | Records | 1947-06-25 | 0.75 | [8 empty] | unknown termination point
427 Bridge St | Watertown | 13601 | No | Copper | Unknown | Records | 1934-02-28 | 0.75 | Copper | Records | No | Single Family | Unknown | 1934-06-19 | 0.75 | Non-Lead
429 Bridge St | Watertown | 13601 | No | Copper | Unknown | Records | 1959-11-05 | 0.75 | Copper | Records | No | Multi Family | Unknown | 1959-11-05 | 0.75 | Non-Lead | Fed off of Main St East
401 Broadway Ave E | Watertown | 13601 | No | Copper | Unknown | Records | 1963-10-29 | 1 | Copper | Records | No | Single Family | Unknown | 1963-10-29 | 1 | Non-Lead | Fed off of Salina St
406 Broadway Ave E | Watertown | 13601 | No | Copper | Unknown | Records | 2000-10-01 | 0.75 | Copper | Records | No | Single Family | Unknown | 1975-11-06 | 0.75 | Non-Lead
407 Broadway Ave E | Watertown | 13601 | No | Copper | Unknown | Records | 2000-10-06 | 0.75 | Copper | Records | No | Single Family | Unknown | 2000-10-06 | 0.75 | Non-Lead
409 Broadway Ave E | Watertown | 13601 | No | Copper | Unknown | Records | 2000-10-01 | 1 | Unknown | Records | No | Single Family | Unknown |  |  | Unknown | Unknown inside Data
410 Broadway Ave E | Watertown | 13601 | No | Copper | Unknown | Records | 2000-10-01 | 1 | Copper | Records | No | Single Family | Unknown | 1934-10-04 | 0.75 | Non-Lead
413-415 Broadway Ave E | Watertown | 13601 | No | Copper | Unknown | Records | 2000-10-01 | 1 | Copper | Records | No | Multi Family | Unknown | 1947-06-25 | 0.75 | Non-Lead
414 Broadway Ave E | Watertown | 13601 | No | Copper | Unknown | Records | 2000-10-01 | 0.75 | Copper | Records | No | Single Family | Unknown | 1969-04-04 | 0.75 | Non-Lead
416 Broadway Ave E | Watertown | 13601 | No | Copper | Unknown | Records | 2000-10-01 | 1 | Copper | Records | No | Multi Family | Unknown | 1935-06-28 | 0.75 | Non-Lead
419 Broadway Ave E | Watertown | 13601 | No | Copper | Unknown | Records | 2000-10-01 | 0.75 | Unknown |  | No | Single Family | Unknown |  |  | Unknown | Unknown inside Data
420 Broadway Ave E | Watertown | 13601 | No | Copper | Unknown | Records | 2000-10-01 | 0.75 | Copper | Records | No | Single Family | Unknown | 1954-06-24 | 0.75 | Non-Lead
423 Broadway Ave E | Watertown | 13601 | No | Copper | Unknown | Records | 2000-10-01 | 0.75 | Unknown |  | No | Single Family | Unknown |  |  | Unknown | Unknown inside Data
424-426 Broadway Ave E | Watertown | 13601 | No | Copper | Unknown | Records | 2000-10-01 | 1 | Copper | Records | No | Multi Family | Unknown | 1929-08-30 | 0.75 | Non-Lead
427 Broadway Ave E | Watertown | 13601 | No | Copper | Unknown | Records | 2000-10-01 | 0.75 | Copper | Records | No | Single Family | Unknown | 1946-05-14 | 0.75 | Non-Lead
428 Broadway Ave E | Watertown | 13601 | No | Copper | Unknown | Records | 2000-10-01 | 1 | Copper | Records | No | Single Family | Unknown | 1927-04-20 | 0.75 | Non-Lead
431 Broadway Ave E | Watertown | 13601 | No | Copper | Unknown | Records | 2000-10-01 | 1 | Copper | Records | No | Single Family | Unknown | 2000-10-02 | 1 | Non-Lead
434 Broadway Ave E | Watertown | 13601 | No | Copper | Unknown | Records | 2000-10-01 | 1 | Unknown |  | No | Multi Family | Unknown |  |  | Unknown | Unknown inside Data
435 Broadway Ave E | Watertown | 13601 | No | Copper | Unknown | Records | 2000-10-01 | 1 | Copper | Records | No | Single Family | Unknown | 1950-03-17 | 0.75 | Non-Lead
436-438 Broadway Ave E | Watertown | 13601 | No | Copper | Unknown | Records | 2000-10-01 | 1 | Copper | Records | No | Multi Family | Unknown | 2000-09-27 | 1 | Non-Lead
437 Broadway Ave E | Watertown | 13601 | No | Copper | Unknown | Records | 2000-10-01 | 1 | Copper | Records | No | Single Family | Unknown | 2000-09-26 | 1 | Non-Lead
440 Broadway Ave E | Watertown | 13601 | No | Copper | Unknown | Records | 2000-10-01 | 1 | Copper | Records | No | Single Family | Unknown | 2000-09-23 | 0.75 | Non-Lead
441-443 Broadway Ave E | Watertown | 13601 | No | Copper | Unknown | Records | 2000-10-01 | 1 | Copper | Records | No | Multi Family | Unknown | 1949-08-23 | 0.75 | Non-Lead
442 Broadway Ave E | Watertown | 13601 | No | Copper | Unknown | Records | 2000-10-01 | 1 | Copper | Records | No | Single Family | Unknown | 1992-10-19 | 1 | Non-Lead
445 Broadway Ave E | Watertown | 13601 | No | Copper | Unknown | Records | 2000-10-01 | 1 | Copper | Records | No | Single Family | Unknown | 2003-11-17 | 0.75 | Non-Lead
309 Broadway Ave W | Watertown | 13601 | No | Copper | Unknown | Records | 1949-09-27 | 1 | Copper | Records | No | Single Family | Unknown | 1949-09-27 | 0.75 | Non-Lead | Fed off Gotham St tied into #915 and #919
312 Broadway Ave W | Watertown | 13601 | No | Unknown | Unknown | Records | 1955-09-20 | 0.75 | Unknown | Records | Unknown | Single Family | Unknown | 1955-09-20 | 0.75 | Unknown | Unknown Material inside and out
315 Broadway Ave W | Watertown | 13601 | No | Copper | No | Records | 1956-04-16 | 0.75 | Copper | Records | No | Single Family | Unknown | 1956-04-16 | 0.75 | Non-Lead
319 Broadway Ave W | Watertown | 13601 | No | Copper | No | Records | 1954-12-07 | 0.75 | Copper | Records | No | Single Family | Unknown | 1954-07-12 | 0.75 | Non-Lead
322 Broadway Ave W | Watertown | 13601 | No | Copper | No | Records | 1956-08-22 | 0.75 | Copper | Records | No | Single Family | Unknown | 1956-08-22 | 0.75 | Non-Lead
323 Broadway Ave W | Watertown | 13601 | No | Copper | No | Records | 1954-11-17 | 0.75 | Copper | Records | No | Single Family | Unknown | 1954-11-17 | 0.75 | Non-Lead
326 Broadway Ave W | Watertown | 13601 | No | Copper | No | Records | 1958-06-24 | 0.75 | Unknown | Records | No | Single Family | Unknown | 1958-06-24 | 0.75 | Unknown | Unknown inside Data (plumber did inside no record of material)
329 Broadway Ave W | Watertown | 13601 | No | Copper | No | Records | 1963-08-12 | 0.75 | Copper | Records | No | Single Family | Unknown | 1963-08-12 | 0.75 | Non-Lead
332 Broadway Ave W | Watertown | 13601 | No | Copper | No | Records | 1963-08-26 | 0.75 | Copper | Records | No | Single Family | Unknown | 1963-08-26 | 0.75 | Non-Lead
337 Broadway Ave W | Watertown | 13601 | No | Copper | No | Records | 1959-11-05 | 0.75 | Copper | Records | No | Single Family | Unknown | 1959-11-05 | 0.75 | Non-Lead
338 Broadway Ave W | Watertown | 13601 | No | Copper | No | Records | 1961-08-02 | 0.75 | Copper | Records | No | Single Family | Unknown | 1961-08-02 | 0.75 | Non-Lead
346 Broadway Ave W | Watertown | 13601 | No | Copper | No | Records | 1961-10-13 | 0.75 | Copper | Records | No | Single Family | Unknown | 1961-10-13 | 0.75 | Non-Lead
349 Broadway Ave W | Watertown | 13601 | No | Copper | No | Records | 1965-08-04 | 1 | Copper | Records | No | Single Family | Unknown | 1965-07-26 | 1 | Non-Lead
353 Broadway Ave W | Watertown | 13601 | No | Copper | Unknown | Records | 1955-06-03 | 0.75 | Copper | Records | No | Single Family | Unknown | 1979-06-19 | 0.75 | Non-Lead
356 Broadway Ave W | Watertown | 13601 | No | Copper | No | Records | 1964-04-21 | 0.75 | Copper | Records | No | Single Family | Unknown | 1964-04-21 | 0.75 | Non-Lead
357 Broadway Ave W | Watertown | 13601 | No | Copper | Unknown | Records | 1955-06-03 | 0.75 | Copper | Records | No | Single Family | Unknown | 1979-06-19 | 0.75 | Non-Lead
366 Broadway Ave W | Watertown | 13601 | No | Copper | Unknown | Records | 1957-10-02 | 0.75 | Unknown | Records | No | Single Family | Unknown | 1957-10-02 | 0.75 | Unknown | Unknown inside Data
367 Broadway Ave W | Watertown | 13601 | No | Unknown | No | Records | 1956-05-25 | 0.75 | Unknown | Records | No | Single Family | Unknown | 1956-05-25 | 0.75 | Unknown | unknown inside and outside Data
374 Broadway Ave W | Watertown | 13601 | No | Copper | Unknown | Records | 1956-05-14 | 0.75 | Copper | Records | No | Single Family | Unknown | 1956-05-14 | 0.75 | Non-Lead
375 Broadway Ave W | Watertown | 13601 | No | Copper | No | Records | 1966-08-05 | 0.75 | Copper | Records | No | Single Family | Unknown | 1966-08-05 | 0.75 | Non-Lead
377 Broadway Ave W | Watertown | 13601 | No | Copper | No | Records | 1957-05-08 | 0.75 | Copper | Records | No | Single Family | Unknown | 1957-05-08 | 0.75 | Non-Lead
380 Broadway Ave W | Watertown | 13601 | No | Copper | Unknown | Records | 1956-06-22 | 0.75 | Copper | Records | No | Single Family | Unknown | 1956-06-22 | 0.75 | Non-Lead | I believe that #378 is #380 in water records
383 Broadway Ave W | Watertown | 13601 | No | Copper | No | Records | 1955-07-22 | 0.75 | Copper | Records | No | Single Family | Unknown | 1955-07-22 | 0.75 | Non-Lead
384 Broadway Ave W | Watertown | 13601 | No | Copper | No | Records | 1956-05-23 | 0.75 | Copper | Records | No | Single Family | Unknown | 1956-05-23 | 0.75 | Non-Lead
390 Broadway Ave W | Watertown | 13601 | No | Copper | Unknown | Records | 1956-04-25 | 0.75 | Copper | Records | No | Single Family | Unknown | 1956-04-25 | 0.75 | Non-Lead
393 Broadway Ave W | Watertown | 13601 | No | Copper | Unknown | Records | 1955-06-22 | 0.75 | Copper | Records | No | Single Family | Unknown | 1955-06-22 | 0.75 | Non-Lead
401 Broadway Ave W | Watertown | 13601 | No | Copper | Unknown | Records | 1955-07-24 | 0.75 | Copper | Records | No | Single Family | Unknown | 1955-07-24 | 0.75 | Non-Lead
402 Broadway Ave W | Watertown | 13601 | No | Copper | Unknown | Records | 1955-06-29 | 0.75 | Copper | Records | No | Single Family | Unknown | 1955-06-29 | 0.75 | Non-Lead
404 Broadway Ave W | Watertown | 13601 | No | Copper | Unknown | Records | 1955-06-16 | 0.75 | Copper | Records | No | Single Family | Unknown | 1955-06-16 | 0.75 | Non-Lead
405 Broadway Ave W | Watertown | 13601 | No | Copper | Unknown | Records | 1949-10-24 | 0.75 | Copper | Records | No | Single Family | Unknown | 1949-10-24 | 0.75 | Non-Lead
406 Broadway Ave W | Watertown | 13601 | No | Copper | Unknown | Records | 1954-09-10 | 0.75 | Copper | Records | No | Single Family | Unknown | 1954-09-10 | 0.75 | Non-Lead
407 Broadway Ave W | Watertown | 13601 | No | Copper | Unknown | Records | 1949-10-14 | 0.75 | Copper | Records | No | Single Family | Unknown | 1949-10-14 | 0.75 | Non-Lead
409 Broadway Ave W | Watertown | 13601 | No | Copper | Unknown | Records | 1955-06-29 | 0.75 | Copper | Records | No | Single Family | Unknown | 1955-06-29 | 0.75 | Non-Lead
414 Broadway Ave W | Watertown | 13601 | No | Copper | Unknown | Records | 1955-06-28 | 0.75 | Copper | Records | No | Single Family | Unknown | 1955-06-29 | 0.75 | Non-Lead
415 Broadway Ave W | Watertown | 13601 | No | Copper | Unknown | Records | 1930-10-14 | 0.75 |  |  | No | Single Family | Unknown |  |  |  | Unknown inside Data
416 Broadway Ave W | Watertown | 13601 | No | Copper | Unknown | Records | 1948-10-01 | 0.75 | Copper | Records | No | Single Family | Unknown | 1948-10-01 | 0.75 | Non-Lead
417 Broadway Ave W | Watertown | 13601 | No | Copper | Unknown | Records | 1933-09-16 | 0.75 | Copper | Records | No | Single Family | Unknown | 1957-07-25 | 0.75 | Non-Lead
419 Broadway Ave W | Watertown | 13601 | No | Copper | Unknown | Records | 1933-09-18 | 0.75 | Copper | Records | No | Single Family | Unknown | 1957-06-26 | 0.75 | Non-Lead
420 Broadway Ave W | Watertown | 13601 | No | Copper | Unknown | Records | 1955-07-27 | 0.75 | Copper | Records | No | Single Family | Unknown | 1955-07-27 | 0.75 | Non-Lead
1000-1002 Bronson St | Watertown | 13601 | No | Copper | Unknown | Records | 1931-08-31 | 0.75 | [8 empty] | Fed off N Hamilton St Unknown termination point
1004-1006 Bronson St | Watertown | 13601 | No | Copper | Unknown | Records | 1935-05-23 | 0.75 | Copper | Records | No | Multi Family | Unknown | 1935-05-23 | 0.75 | Non-Lead
1005 Bronson St | Watertown | 13601 | No | Copper | Unknown | Records | 1933-05-18 | 0.75 | Copper | Records | No | Multi Family | Unknown | 1955-07-26 | 0.75 | Non-Lead
1009-1011 Bronson St | Watertown | 13601 | No | Copper | Unknown | Records | 1934-05-18 | 0.75 | Copper | Records | No | Multi Family | Unknown | 1948-12-06 | 0.75 | Non-Lead
1013 Bronson St | Watertown | 13601 | No | Copper | Unknown | Records | 1933-06-27 | 0.75 | Copper | Records | No | Multi Family | Unknown | 1953-11-30 | 0.75 | Non-Lead
1016-1018 Bronson St | Watertown | 13601 | No | Copper | Unknown | Records | 1933-05-18 | 0.75 | Copper | Records | No | Multi Family | Unknown | 1950-02-14 | 0.75 | Non-Lead
1017 Bronson St | Watertown | 13601 | No | Copper | Unknown | Records | 1933-06-27 | 0.75 | Copper | Records | No | Single Family | Unknown | 1971-06-14 | 0.75 | Non-Lead
1021 Bronson St | Watertown | 13601 | No | Copper | Unknown | Records | 1933-06-28 | 0.75 | Copper | Records | No | Single Family | Unknown | 1933-06-28 | 0.75 | Non-Lead
1024 Bronson St | Watertown | 13601 | No | Copper | Unknown | Records | 1979-10-17 | 0.75 | Copper | Records | No | Single Family | Unknown | 1979-08-27 | 0.75 | Non-Lead
1029 Bronson St | Watertown | 13601 | No | Copper | Unknown | Records | 1933-06-15 | 0.75 | Copper | Records | No | Multi Family | Unknown | 1933-06-16 | 0.75 | Non-Lead
1030 Bronson St | Watertown | 13601 | No | Copper | Unknown | Records | 2006-10-26 | 0.75 | Copper | Records | No | Business | Unknown | 2006-10-26 | 0.75 | Non-Lead
1032 Bronson St | Watertown | 13601 | Unknown | Unknown | Unknown | Records | 1904-08-02 | 0.75 | Unknown | Records | Unknown | Multi Family | Unknown | 1904-08-02 | 0.75 | Unknown | Unknown Data inside and City side
1035 Bronson St | Watertown | 13601 | No | Copper | Unknown | Records | 1933-10-28 | 0.75 | Copper | Records | No | Single Family | Unknown | 1928-05-29 | 0.75 | Non-Lead
1037-1039 Bronson St | Watertown | 13601 | No | Copper | Unknown | Records | 1933-05-18 | 0.75 | Copper | Records | No | Multi Family | Unknown | 2011-08-29 | 0.75 | Non-Lead
1043 Bronson St | Watertown | 13601 | No | Copper | Unknown | Records | 1933-06-15 | 0.75 | Unknown |  | No | Single Family | Unknown |  |  | Unknown | Unknown inside Data
1101 Bronson St | Watertown | 13601 | No | Copper | No | Records | 1962-06-26 | 0.75 | Copper | Records | No | Single Family | Unknown | 1962-06-27 | 0.75 | Non-Lead
1102 Bronson St | Watertown | 13601 | No | Copper | Unknown | Records | 1933-06-16 | 0.75 | Copper | Records | No | Multi Family | Unknown | 1933-06-16 | 0.75 | Non-Lead
1105-1107 Bronson St | Watertown | 13601 | No | Copper | Unknown | Records | 1933-06-15 | 0.75 | Copper | Records | No | Multi Family | Unknown | 1933-06-09 | 0.75 | Non-Lead
1108 Bronson St | Watertown | 13601 | No | Copper | Unknown | Records | 1933-06-15 | 0.75 | Copper | Records | No | Single Family | Unknown | 1933-06-15 | 0.75 | Non-Lead
1110 Bronson St | Watertown | 13601 | No | Copper | Unknown | Records | 1933-06-16 | 0.75 | Copper | Records | No | Multi Family | Unknown | 1933-06-16 | 0.75 | Non-Lead
1111 Bronson St | Watertown | 13601 | No | Copper | Unknown | Records | 1933-06-15 | 0.75 | Copper | Records | No | Multi Family | Unknown | 1977-12-27 | 0.75 | Non-Lead
1113 Bronson St | Watertown | 13601 | No | Copper | Unknown | Records | 1933-06-08 | 0.75 | Copper | Records | No | Single Family | Unknown | 1976-07-09 | 0.75 | Non-Lead
1114 Bronson St | Watertown | 13601 | No | Copper | Unknown | Records | 1933-06-08 | 0.75 | Unknown |  | No | Single Family | Unknown |  |  | Unknown | Unknown inside Data
1116 Bronson St | Watertown | 13601 | No | Copper | Unknown | Records | 2008-09-18 | 1 | Copper | Records | No | Multi Family | Unknown | 2008-09-19 | 1 | Non-Lead
1117 Bronson St | Watertown | 13601 | No | Copper | Unknown | Records | 1933-06-08 | 0.75 | Copper | Records | No | Multi Family | Unknown | 1972-05-31 | 0.75 | Non-Lead
1120 Bronson St | Watertown | 13601 | No | Copper | Unknown | Records | 1933-06-08 | 0.75 | Copper | Records | No | Single Family | Unknown | 1964-09-24 | 0.75 | Non-Lead
1135 Bronson St | Watertown | 13601 | No | Copper | Unknown | Records | 1933-06-08 | 0.75 | Copper | Records | No | Multi Family | Unknown | 1933-06-05 | 0.75 | Non-Lead
1137 Bronson St | Watertown | 13601 | No | Copper | Unknown | Records | 1932-06-01 | 0.75 | Copper | Records | No | Multi Family | Unknown | 1927-06-12 | 0.75 | Non-Lead
1142 Bronson St | Watertown | 13601 | No | Copper | Unknown | Records | 1947-07-09 | 0.75 | Copper | Records | No | Single Family | Unknown | 1947-07-09 | 0.75 | Non-Lead
1200-1202 Bronson St | Watertown | 13601 | No | Copper | Unknown | Records | 1932-06-06 | 0.75 | Unknown |  | No | Multi Family | Unknown |  |  | Unknown | Unknown inside Data
1214 Bronson St | Watertown | 13601 | No | Copper | Unknown | Records | 1933-05-29 | 0.75 | Copper | Records | No | Single Family | Unknown | 1933-05-29 | 0.75 | Non-Lead
1216 Bronson St | Watertown | 13601 | No | Lead | Yes | Records | 1942-11-04 | 0.75 | Lead | Records | No | Single Family | Unknown | 1942-11-04 | 0.75 | Lead | Tube-Loy pipe
1217 Bronson St | Watertown | 13601 | No | Copper | Unknown | Records | 1933-05-25 | 0.75 | Copper | Records | No | Single Family | Unknown | 2033-05-25 | 0.75 | Non-Lead
1307 Bronson St | Watertown | 13601 | No | Copper | Unknown | Records | 1933-05-25 | 0.75 | Copper | Records | No | Single Family | Unknown | 2003-07-09 | 0.75 | Non-Lead
1309 Bronson St | Watertown | 13601 | No | Copper | Unknown | Records | 2004-10-21 | 1 | Copper | Records | No | Multi Family | Unknown | 2004-10-21 | 1 | Non-Lead
1311 Bronson St | Watertown | 13601 | No | Copper | Unknown | Records | 1933-05-18 | 0.75 | Copper | Records | No | Single Family | Unknown | 1956-09-18 | 0.75 | Non-Lead
605 Bronson St | Watertown | 13601 | No | Copper | Unknown | Records | 1934-11-28 | 0.75 | Copper | Records | No | Single Family | Unknown | 1991-02-13 | 0.75 | Non-Lead
607& 609 Bronson St | Watertown | 13601 | No | Copper | Unknown | Records | 1941-01-15 | 0.75 | Copper | Records | No | Multi Family | Unknown | 1941-01-15 | 0.75 | Non-Lead
611-613 Bronson St | Watertown | 13601 | No | Copper | Unknown | Records | 1934-10-24 | 0.75 | Galvanized |  | No | Multi Family | None |  | 1 | GSLRR | Unknown inside Data
612 Bronson St | Watertown | 13601 | No | Copper | Unknown | Records | 1934-10-25 | 0.75 | Copper | Records | No | Multi Family | Unknown | 1962-07-24 | 0.75 | Non-Lead
615 Bronson St | Watertown | 13601 | No | Copper | Unknown | Records | 1934-11-27 | 0.75 | Copper | Records | No | Single Family | Unknown | 1922-10-20 | 0.75 | Non-Lead
616 Bronson St | Watertown | 13601 | No | Copper | Unknown | Records | 1934-10-25 | 0.75 | Unknown |  | No | Multi Family | Unknown |  | 0.75 | Unknown | Unknown inside data
618 Bronson St | Watertown | 13601 | No | Copper | Unknown | Records | 1934-11-27 | 0.75 | Copper | Records | No | Multi Family | Unknown | 1990-01-22 | 0.75 | Non-Lead
619 Bronson St | Watertown | 13601 | No | Copper | Unknown | Records | 1934-11-26 | 0.75 | Copper | Records | No | Single Family | Unknown | 1934-11-05 | 0.75 | Non-Lead
620-622 Bronson St | Watertown | 13601 | No | Copper | Unknown | Records | 1934-10-25 | 0.75 | Copper | Records | No | Multi Family | Unknown | 1981-09-10 |  | Non-Lead
621 Bronson St | Watertown | 13601 | No | Copper | Unknown | Records | 1934-10-25 | 0.75 | Copper | Records | No | Single Family | Unknown | 1934-10-25 | 0.75 | Non-Lead
625 Bronson St | Watertown | 13601 | No | Copper | Unknown | Records | 1934-10-25 | 0.75 | Copper | Records | No | Single Family | Unknown | 1934-10-25 | 0.75 | Non-Lead
628 Bronson St | Watertown | 13601 | No | Copper | Unknown | Records | 1934-11-26 | 0.75 | Copper | Records | No | Single Family | Unknown | 1955-07-26 | 0.75 | Non-Lead
629 Bronson St | Watertown | 13601 | No | Copper | Unknown | Records | 1934-10-25 | 0.75 |  |  | No | Single Family | Unknown | 1925-04-10
630-632 Bronson St | Watertown | 13601 | No | Copper | Unknown | Records | 1934-12-06 | 0.75 | Copper | Records | No | Multi Family | Unknown | 1948-04-20 | 0.75 | Non-Lead
631-633 Bronson St | Watertown | 13601 | No | Copper | Unknown | Records | 1934-10-25 | 0.75 | Unknown |  | No | Multi Family | Unknown |  | 0.75 | Unknown | New 8" Main 1989
638 Bronson St | Watertown | 13601 | No | Copper | Unknown | Records | 1934-10-25 | 0.75 | Copper | Records | No | Multi Family | Unknown | 1934-10-25 | 0.75 | Non-Lead | New 8" Main 1989
639 Bronson St | Watertown | 13601 | No | Copper | Unknown | Records | 1934-10-25 | 0.75 | Copper | Records | No | Single Family | Unknown | 1934-11-10 | 0.75 | Non-Lead | New 8" main 1989
642 Bronson St | Watertown | 13601 | No | Copper | Unknown | Records | 1934-10-25 | 0.75 | Unknown |  | No | Multi Family | Unknown |  |  | Unknown | Unknown inside Data New 8" main 1989
644 Bronson St | Watertown | 13601 | No | Copper | Unknown | Records | 1934-10-25 | 0.75 | Copper | Records | No | Multi Family | Unknown | 1953-01-13 | 0.75 | Non-Lead | New 8" Main 1989
645 Bronson St | Watertown | 13601 | No | Copper | Unknown | Records | 1946-07-13 | 0.75 |  |  | No | [5 empty] | Demolished 11/16/1981 Copper service Hot main to C/S
648 Bronson St | Watertown | 13601 | No | Copper | Unknown | Records | 1969-04-30 | 0.75 | Copper | Records | No | Multi Family | Unknown | 1969-04-21 | 0.75 | Non-Lead | New 8" Main 1989
649 Bronson St | Watertown | 13601 | No | Copper | Unknown | Records | 1934-10-25 | 0.75 | Copper | Records | No | Multi Family | Unknown | 1934-11-15 | 0.75 | Non-Lead | New 8" Main 1989
650-652 Bronson St | Watertown | 13601 | No | Copper | Unknown | Records | 1934-10-25 | 0.75 | Copper | Records | No | Multi Family | Unknown | 1934-10-25 | 0.75 | Non-Lead | New 8" Main 1989
653 Bronson St | Watertown | 13601 | No | Copper | Unknown | Records | 1934-10-25 | 0.75 | Copper | Records | No | Single Family | Unknown | 1997-10-03 | 0.75 | Non-Lead | New 8" Main 1989
656 Bronson St | Watertown | 13601 | No | Copper | Unknown | Records | 1934-10-25 | 0.75 | [8 empty] | New 8" Main 1989 Hot Main to C/S
659 Bronson St | Watertown | 13601 | No | Copper | Unknown | Records | 1934-10-25 | 0.75 |  |  | No | Multi Family | Unknown |  |  |  | Unknown inside Data New 8" Main 1989
660-662 Bronson St | Watertown | 13601 | No | Copper | Unknown | Records | 1934-10-25 | 0.75 | Copper | Records | No | Multi Family | Unknown | 1987-08-28 | 0.75 | Non-Lead | New 8: Main 1989
661 Bronson St | Watertown | 13601 | No | Copper | Unknown | Records | 1934-10-25 | 0.75 | Copper | Records | No | Single Family | Unknown | 1929-06-15 | 0.75 | Non-Lead | New 8" Main 1989
664-666-668 Bronson St | Watertown | 13601 | No | Copper | Unknown | Records | 1972-07-25 | 0.75 |  |  | No | Multi Family | Unknown |  |  |  | Unknown inside Data New 8" Main 1989
665-667 Bronson St | Watertown | 13601 | No | Copper | Unknown | Records | 1934-10-25 | 1 | Copper | Records | No | Multi Family | Unknown | 2014-08-21 | 1 | Non-Lead | New 8" Main 1989
669 Bronson St | Watertown | 13601 | No | Copper | Unknown | Records | 1934-10-25 | 0.75 | Copper | Records | No | Single Family | Unknown | 1988-07-12 | 0.75 | Non-Lead | New 8" Main 1989
672 Bronson St | Watertown | 13601 | No | Copper | Unknown | Records | 1934-10-25 | 0.75 | Copper | Records | No | Single Family | Unknown | 1962-05-04 | 0.75 | Non-Lead | New 8" Main 1989
675-677 Bronson St | Watertown | 13601 | No | Copper | Unknown | Records | 1989-09-11 | 1 | Copper | Records | No | Multi Family | Unknown | 1989-09-11 | 1 | Non-Lead | New 8" Main 1989
676 Bronson St | Watertown | 13601 | No | Copper | Unknown | Records | 1934-10-25 | 0.75 | Copper | Records | No | Multi Family | Unknown | 1977-07-25 | 0.75 | Non-Lead | New 8" Main 1989
678 Bronson St | Watertown | 13601 | No | Copper | Unknown | Records | 1934-11-16 | 0.75 | Copper | Records | No | Multi Family | Unknown | 1977-07-26 | 0.75 | Non-Lead | New 8" Main 1989
682 Bronson St | Watertown | 13601 | No | Copper | Unknown | Records | 1934-11-13 | 1 | Copper | Records | No | Multi Family | Unknown | 1929-04-05 | 1 | Non-Lead | New 8" Main 1989
683 Bronson St | Watertown | 13601 | No | Copper | Unknown | Records | 1934-10-25 | 0.75 | Copper | Records | No | Multi Family | Unknown | 2006-10-16 | 0.75 | Non-Lead | New 8" Main 1989 Fed off of Rutland St
809 Bronson St | Watertown | 13601 | No | Copper | Unknown | Records | 1934-10-17 | 0.75 | Copper | Records | No | Single Family | Unknown | 2003-11-12 | 0.75 | Non-Lead
812 Bronson St | Watertown | 13601 | No | Copper | Unknown | Records | 1934-11-16 | 0.75 | Copper | Records | No | Single Family | Unknown | 1934-11-07 | 0.75 | Non-Lead
813 Bronson St | Watertown | 13601 | No | Copper | Unknown | Records | 1934-11-07 | 0.75 | Unknown |  | No | Single Family | Unknown |  |  | Unknown | Unknown inside Data
816 Bronson St | Watertown | 13601 | No | Copper | Unknown | Records | 1934-11-01 | 0.75 | Unknown |  | No | Single Family | Unknown |  |  | Unknown | Unknown inside Data
819 Bronson St | Watertown | 13601 | No | Copper | Unknown | Records | 1934-10-17 | 0.75 | Copper | Records | No | Single Family | Unknown | 1991-02-05 | 0.75 | Non-Lead
820 Bronson St | Watertown | 13601 | No | Copper | Unknown | Records | 1934-11-07 | 0.75 | Copper | Records | No | Single Family | Unknown | 1934-11-07 | 0.75 | Non-Lead
822 Bronson St | Watertown | 13601 | No | Copper | Unknown | Records | 1934-11-07 | 0.75 | Copper | Records | No | Single Family | Unknown | 1934-11-07 | 0.75 | Non-Lead
823 Bronson St | Watertown | 13601 | No | Copper | Unknown | Records | 1934-11-03 | 1 | Copper | Records | No | Single Family | Unknown | 1930-06-24 | 1 | Non-Lead
909 Bronson St | Watertown | 13601 | No | Copper | Unknown | Records | 1934-10-17 | 0.75 | Unknown |  | No | Single Family | Unknown |  |  | Unknown | Unknown inside data
910 Bronson St | Watertown | 13601 | No | Copper | Unknown | Records | 1934-10-17 | 0.75 | [8 empty] | Copper Hot Main to C/S
911 Bronson St | Watertown | 13601 | No | Copper | Unknown | Records | 1934-10-31 | 0.75 | Copper | Records | No | Single Family | Unknown | 2000-02-01 | 0.75 | Non-Lead
912 Bronson St | Watertown | 13601 | No | Copper | Unknown | Records | 1934-10-29 | 0.75 | Copper | Records | No | Single Family | Unknown | 1934-10-29 | 0.75 | Non-Lead
915 Bronson St | Watertown | 13601 | No | Copper | Unknown | Records | 1934-10-17 | 0.75 | Unknown |  | No | Single Family | Unknown |  |  | Unknown | Unknown inside Data
916 Bronson St | Watertown | 13601 | No | Copper | Unknown | Records | 1934-10-17 | 0.75 | Copper | Records | No | Single Family | Unknown | 1946-12-26 | 0.75 | Non-Lead
919 Bronson St | Watertown | 13601 | No | Copper | Unknown | Records | 1934-10-17 | 0.75 | Copper | Records | No | Single Family | Unknown | 1934-10-29 | 0.75 | Non-Lead
921 Bronson St | Watertown | 13601 | No | Copper | Unknown | Records | 1934-10-17 | 0.75 | Copper | Records | No | Single Family | Unknown | 1934-10-22 | 0.75 | Non-Lead
115 Brook Dr | Watertown | 13601 | No | Copper | Unknown | Records | 2005-06-09 | 0.75 | Copper | Records | No | Business | Unknown | 2005-06-09 | 0.75 | Non-Lead
302 Bugbee Dr | Watertown | 13601 | No | Copper | No | Records | 1960-06-09 | 0.75 | Copper | Records | No | Single Family | Unknown | 1960-09-09 | 0.75 | Non-Lead
310 Bugbee Dr | Watertown | 13601 | No | Copper | No | Records | 1960-11-01 | 0.75 | Copper | Records | No | Single Family | Unknown | 1960-11-01 | 0.75 | Non-Lead
316 Bugbee Dr | Watertown | 13601 | No | Copper | No | Records | 1965-07-20 | 0.75 | Copper | Records | No | Single Family | Unknown | 1965-07-20 | 0.75 | Non-Lead
321 Bugbee Dr | Watertown | 13601 | No | Copper | No | Records | 1960-10-27 | 0.75 | Copper | Records | No | Single Family | Unknown | 1960-10-27 | 0.75 | Non-Lead
324 Bugbee Dr | Watertown | 13601 | No | Copper | No | Records | 1963-11-04 | 0.75 | Copper | Records | No | Single Family | Unknown | 1963-11-04 | 0.75 | Non-Lead
328 Bugbee Dr | Watertown | 13601 | No | Copper | No | Records | 1962-05-01 | 0.75 | Copper | Records | No | Single Family | Unknown | 1962-05-01 | 0.75 | Non-Lead
329 Bugbee Dr | Watertown | 13601 | No | Copper | No | Records | 1964-04-15 | 0.75 | Copper | Records | No | Single Family | Unknown | 1964-04-15 | 0.75 | Non-Lead
335 Bugbee Dr | Watertown | 13601 | No | Copper | No | Records | 1963-06-07 | 0.75 | Copper | Records | No | Single Family | Unknown | 1963-06-07 | 0.75 | Non-Lead
336 Bugbee Dr | Watertown | 13601 | No | Copper | No | Records | 1959-08-12 | 0.75 | Copper | Records | No | Single Family | Unknown | 1959-08-12 | 0.75 | Non-Lead
408 Bugbee Dr | Watertown | 13601 | No | Copper | No | Records | 1964-07-25 | 0.75 | UUL |  | No | Single Family | Unknown |  | 0.75 | Unknown | Unknown inside Data
416 Bugbee Dr | Watertown | 13601 | No | Copper | No | Records | 1964-07-22 | 1 | Copper | Records | No | Single Family | Unknown | 1964-07-22 | 1 | Non-Lead
417 Bugbee Dr | Watertown | 13601 | No | Copper | No | Records | 1964-08-05 | 0.75 | UUL |  | No | Single Family | Unknown |  | 0.75 | Unknown | Unknown inside Data
424 Bugbee Dr | Watertown | 13601 | No | Copper | No | Records | 1965-06-01 | 0.75 | Unknown |  | No | Single Family | Unknown | 1965-06-01 |  | Unknown | Unknown Data
425 Bugbee Dr | Watertown | 13601 | No | Copper | No | Records | 1964-07-27 | 1 | Copper | Records | No | Single Family | Unknown | 1964-07-27 | 0.75 | Non-Lead
433 Bugbee Dr | Watertown | 13601 | No | Copper | No | Records | 1966-06-17 | 1 | Copper | Records | No | Single Family | Unknown | 1966-06-17 | 0.75 | Non-Lead
434 Bugbee Dr | Watertown | 13601 | No | Copper | No | Other | 1965-06-01 | 1 | Copper | Records | No | Single Family | Unknown | 1965-06-01 | 0.75 | Non-Lead
441 Bugbee Dr | Watertown | 13601 | No | Copper | No | Records | 1965-06-01 | 1 | Copper | Records | No | Single Family | Unknown | 1974-06-01 | 0.75 | Non-Lead
444 Bugbee Dr | Watertown | 13601 | No | Copper | No | Records | 1964-07-01 | 1 | Copper | Records | No | Single Family | Unknown | 1965-05-11 | 0.75 | Non-Lead
454 Bugbee Dr | Watertown | 13601 | No | Copper | No | Records | 1964-08-17 | 1 | Copper | Records | No | Single Family | Unknown | 1964-08-17 | 1 | Non-Lead
457 Bugbee Dr | Watertown | 13601 | No | Copper | No | Records | 1964-08-05 | 1 | Copper | Records | No | Single Family | Unknown | 1966-03-22 | 1 | Non-Lead
465 Bugbee Dr | Watertown | 13601 | No | Copper | No | Records | 1964-08-07 | 1 | UUL |  | No | Single Family | Unknown |  |  | Unknown | Unknown inside Data
475 Bugbee Dr | Watertown | 13601 | No | Copper | No | Records | 1964-07-21 | 0.75 | Copper | Records | No | Single Family | Unknown | 1964-07-23 | 0.75 | Non-Lead
476 Bugbee Dr | Watertown | 13601 | No | Copper | No | Records | 1966-05-23 | 1 | Copper | Records | No | Single Family | Unknown | 1966-05-23 | 0.75 | Non-Lead
481 Bugbee Dr | Watertown | 13601 | No | Copper | No | Records | 1964-07-07 | 1 | UUL |  | No | Single Family | Unknown |  |  | Unknown | Unknown inside Data
482 Bugbee Dr | Watertown | 13601 | No | Copper | No | Records | 1968-08-18 | 0.75 | Copper | Records | No | Single Family | Unknown | 1968-08-18 | 0.75 | Non-Lead
487 Bugbee Dr | Watertown | 13601 | No | Copper | No | Records | 1970-06-01 | 1 | Copper | Records | No | Single Family | Unknown | 1970-06-01 | 1 | Non-Lead
493 Bugbee Dr | Watertown | 13601 | No | Copper | No | Records | 1966-09-12 | 1 | Copper | Records | No | Single Family | Unknown | 1966-09-12 | 0.75 | Non-Lead
610 Burchard St | Watertown | 13601 | No | Copper | Unknown | Records | 1938-06-23 | 0.75 |  |  | No | Single Family | Unknown |  |  |  | Unknown inside Data
611 Burchard St | Watertown | 13601 | No | Copper | Unknown | Records | 1938-01-10 | 0.75 | Galvanized | Records | No | Single Family | Unknown |  | 0.75 | GSLRR | Unknown inside Data
612 Burchard St | Watertown | 13601 | No | Copper | Unknown | Records | 1938-03-23 | 0.75 | Copper | Records | No | Single Family | Unknown | 1938-04-01 | 0.75 | Non-Lead
615 Burchard St | Watertown | 13601 | No | Copper | Unknown | Records | 1938-01-10 | 0.75 | Copper | Records | No | Single Family | Unknown | 1938-04-14 | 0.75 | Non-Lead
616 Burchard St | Watertown | 13601 | No | Copper | Unknown | Records | 1938-03-23 | 0.75 | Copper | Records | No | Single Family | Unknown | 1949-01-03 | 0.75 | Non-Lead
619 Burchard St | Watertown | 13601 | No | Copper | Unknown | Records | 1938-01-10 | 0.75 | Copper |  | No | Single Family | Unknown |  | 0.75 | Non-Lead | Unknown inside Data
621 Burchard St | Watertown | 13601 | No | Copper | Unknown | Records | 1973-01-19 | 0.75 | Copper | Records | No | Single Family | Unknown | 1973-01-19 | 0.75 | Non-Lead
622 Burchard St | Watertown | 13601 | No | Copper | Unknown | Records | 1938-02-07 | 0.75 | Copper | Records | No | Single Family | Unknown | 1928-05-29 | 0.75 | Non-Lead
623 Burchard St | Watertown | 13601 | No | Copper | Unknown | Records | 1938-04-05 | 0.75 | Copper | Records | No | Multi Family | Unknown | 1938-04-06 | 0.75 | Non-Lead
626 Burchard St | Watertown | 13601 | No | Copper | Unknown | Records | 1938-01-10 | 0.75 | Copper | Records | No | Single Family | Unknown | 1928-06-11 | 0.75 | Non-Lead
627 Burchard St | Watertown | 13601 | No | Copper | Unknown | Records | 1938-04-05 | 0.75 | Copper | Records | No | Single Family | Unknown | 1938-04-08 | 0.75 | Non-Lead
628 Burchard St | Watertown | 13601 | No | Copper | Unknown | Records | 1938-03-23 | 0.75 | Copper | Records | No | Multi Family | Unknown | 1957-04-10 | 0.75 | Non-Lead
632 Burchard St | Watertown | 13601 | No | Copper | Unknown | Records | 1938-03-23 | 0.75 | Copper | Records | No | Multi Family | Unknown | 1938-04-08 | 0.75 | Non-Lead
633 Burchard St | Watertown | 13601 | No | Copper | Unknown | Records | 1938-04-06 | 0.75 | Copper | Records | No | Single Family | Unknown | 1938-04-12 | 0.75 | Non-Lead
637 Burchard St | Watertown | 13601 | No | Copper | Unknown | Records | 1938-04-06 | 0.75 | Copper | Records | No | Single Family | Unknown | 1938-04-06 | 0.75 | Non-Lead
638 Burchard St | Watertown | 13601 | No | Copper | Unknown | Records | 1938-03-23 | 0.75 |  |  | No | Multi Family | Unknown |  |  |  | Unknown inside Data
640 Burchard St | Watertown | 13601 | No | Copper | Unknown | Records | 1938-03-29 | 0.75 |  |  | No | Multi Family | Unknown |  |  |  | Unknown inside Data
641 Burchard St | Watertown | 13601 | No | Copper | Unknown | Records | 1938-04-07 | 0.75 | Galvanized | Records | No | Single Family | Unknown |  | 0.75 | GSLRR | Unknown data
644 Burchard St | Watertown | 13601 | No | Copper | Unknown | Records | 1938-04-05 | 0.75 | Copper | Records | No | Multi Family | Unknown | 1938-04-05 | 0.75 | Non-Lead
646 Burchard St | Watertown | 13601 | No | Copper | Unknown | Records | 1938-03-31 | 0.75 | Copper | Records | No | Single Family | Unknown | 1938-04-01 | 0.75 | Non-Lead
651 Burchard St | Watertown | 13601 | No | Copper | Unknown | Records | 1938-01-10 | 0.75 | Copper | Records | No | Single Family | Unknown | 1938-03-31 | 0.75 | Non-Lead
654 Burchard St | Watertown | 13601 | No | Copper | Unknown | Records | 1938-03-23 | 0.75 | Copper | Records | No | Single Family | Unknown | 1938-03-31 | 0.75 | Non-Lead
655 Burchard St | Watertown | 13601 | No | Copper | Unknown | Records | 1938-03-08 | 0.75 | Copper | Records | No | Single Family | Unknown | 1961-08-06 | 0.75 | Non-Lead
658 Burchard St | Watertown | 13601 | No | Copper | Unknown | Records | 1938-03-29 | 0.75 | Copper | Records | No | Single Family | Unknown | 1938-03-31 | 0.75 | Non-Lead
659 Burchard St | Watertown | 13601 | No | Copper | Unknown | Records | 1938-01-10 | 0.75 | Unknown |  | No | Single Family | Unknown |  | 0.75 | Unknown | Unknown inside Data
662 Burchard St | Watertown | 13601 | No | Copper | Unknown | Records | 1938-03-29 | 0.75 | Copper | Records | No | Single Family | Unknown | 1938-04-01 | 0.75 | Non-Lead
663 Burchard St | Watertown | 13601 | No | Copper | Unknown | Records | 1938-04-14 | 0.75 | Copper | Records | No | Single Family | Unknown | 1995-09-11 | 0.75 | Non-Lead
664 Burchard St | Watertown | 13601 | No | Copper | Unknown | Records | 1938-03-29 | 0.75 | Copper | Records | No | Single Family | Unknown | 1938-03-31 | 0.75 | Non-Lead
665 Burchard St | Watertown | 13601 | No | Copper | Unknown | Records | 1938-03-16 | 0.75 | Copper | Records | No | Single Family | Unknown | 1957-05-27 | 0.75 | Non-Lead
669 Burchard St | Watertown | 13601 | No | Copper | Unknown | Records | 1938-04-20 | 0.75 | Copper | Records | No | Single Family | Unknown | 1938-04-27 | 0.75 | Non-Lead
670 Burchard St | Watertown | 13601 | No | Copper | Unknown | Records | 1938-03-29 | 0.75 | Copper | Records | No | Single Family | Unknown | 1938-04-05 | 0.75 | Non-Lead
673 Burchard St | Watertown | 13601 | No | Copper | Unknown | Records | 1938-04-20 | 0.75 | Copper | Records | No | Single Family | Unknown | 1938-04-29 | 0.75 | Non-Lead
674 Burchard St | Watertown | 13601 | No | Copper | Unknown | Records | 1938-03-28 | 0.75 | Copper | Records | No | Single Family | Unknown | 2006-05-09 | 0.75 | Non-Lead
676 Burchard St | Watertown | 13601 | No | Copper | Unknown | Records | 1938-03-28 | 0.75 | Copper | Records | No | Single Family | Unknown | 1938-05-03 | 0.75 | Non-Lead
677 Burchard St | Watertown | 13601 | No | Copper | Unknown | Records | 1938-03-16 | 0.75 | Copper | Records | No | Single Family | Unknown | 2014-03-11 | 0.75 | Non-Lead
681 Burchard St | Watertown | 13601 | No | Copper | Unknown | Records | 1938-04-26 | 0.75 | Copper | Records | No | Single Family | Unknown | 2011-11-18 | 1 | Non-Lead
800-802 Burchard St | Watertown | 13601 | No | Copper | Unknown | Records | 1938-04-08 | 1 | Copper | Records | No | Multi Family | Unknown | 1966-12-29 | 1 | Non-Lead
804-806 Burchard St | Watertown | 13601 | No | Copper | Unknown | Records | 1988-10-21 | 1 | Copper | Records | No | Multi Family | Unknown | 1988-10-21 | 1 | Non-Lead
807 Burchard St | Watertown | 13601 | No | Copper | Unknown | Records | 1938-04-18 | 0.75 | Copper | Records | No | Single Family | Unknown | 1934-04-19 | 0.75 | Non-Lead
808-810 Burchard St | Watertown | 13601 | No | Copper | Unknown | Records | 1938-04-18 | 0.75 | Copper | Records | No | Multi Family | Unknown | 1994-10-27 | 1 | Non-Lead
Burchard At Lee Burchard St | Watertown | 13601 | No | Copper | Unknown | Records | 1938-03-09 | 0.75 | Copper | Records | No | Single Family | Unknown | 1989-08-02 | 1 | Non-Lead
554 Burdick St | Watertown | 13601 | No | Copper | Unknown | Records | 1962-04-19 | 1 | Copper | Records | No | Business | Unknown | 1962-04-19 | 1 | Non-Lead
558 Burdick St | Watertown | 13601 | No | Copper | Unknown | Records | 1962-04-11 | 0.75 | Copper | Records | No | Single Family | Unknown | 1962-04-11 | 0.75 | Non-Lead
561-563 Burdick St | Watertown | 13601 | No | Copper | Unknown | Records | 1962-04-11 | 1 | Unknown |  | No | Multi Family | Unknown | 1925-08-11 | 0.75 | Unknown | Unknown Data
564 Burdick St | Watertown | 13601 | No | Copper | Unknown | Records | 1962-04-11 | 0.75 | Copper | Records | No | Single Family | Unknown | 1968-06-10 | 0.75 | Non-Lead
565 Burdick St | Watertown | 13601 | No | Copper | Unknown | Records | 2016-10-25 | 0.75 |  |  | No | [5 empty] | Demolished, Unknown termination point
567 Burdick St | Watertown | 13601 | Unknown | Galvanized | Unknown | Records |  | 0.75 | Copper | Records | Unknown | Single Family | None | 2024-06-01 | 0.75 | Non-Lead | Unknown Data City side
568 Burdick St | Watertown | 13601 | No | Copper | Unknown | Records | 1938-06-07 | 0.75 | Galvanized | Records | No | Single Family | Unknown | 1942-05-21 | 0.75 | GSLRR
571-573 Burdick St | Watertown | 13601 | No | Copper | Unknown | Records | 1939-12-04 | 0.75 | Unknown |  | No | Multi Family | Unknown |  | 0.75 | Unknown | Unknown inside Data
579 Burdick St | Watertown | 13601 | No | Copper | Unknown | Records | 2018-10-25 | 0.75 | Copper | Records | No | Single Family | Unknown | 2018-10-25 | 0.75 | Non-Lead
Main on Burdick Burdick St | Watertown | 13601 | No | Known Other | Unknown | Records | 1962-06-01 | 4 | [8 empty] | Main does not run full length
601-603 Burlington St | Watertown | 13601 | No | Copper | Unknown | Records | 1973-05-01 | 0.75 | Copper | Records | No | Multi Family | Unknown | 1973-05-01 | 0.75 | Non-Lead
608 Burlington St | Watertown | 13601 | No | Copper | Unknown | Records | 1940-04-10 | 0.75 | Copper | Records | No | Single Family | Unknown | 1991-03-25 | 0.75 | Non-Lead
609-611-613 Burlington St | Watertown | 13601 | No | Copper | Unknown | Records | 1934-09-20 | 0.75 | [8 empty] | Demolished 12/1990 Hot Main to C/S
612 Burlington St | Watertown | 13601 | No | Copper | Unknown | Records | 1935-06-07 | 0.75 | Copper | Records | No | Single Family | Unknown | 1935-06-07 | 0.75 | Non-Lead
615 Burlington St | Watertown | 13601 | No | Copper | Unknown | Records | 1934-05-19 | 0.75 | Copper | Records | No | Multi Family | Unknown | 1931-06-17 | 0.75 | Non-Lead
618 Burlington St | Watertown | 13601 | Unknown | Unknown | Unknown |  |  | 0.75 | Unknown |  | Unknown | Single Family | Unknown |  | 0.75 | Unknown | Unknown Data in or out
619-621 Burlington St | Watertown | 13601 | No | Copper | Unknown | Records | 1961-06-26 | 0.75 | [8 empty] | Demolished, Unknown termination point
622 Burlington St | Watertown | 13601 | No | Copper | Unknown | Records | 1948-01-07 | 0.75 | Copper | Records | No | Multi Family | Unknown | 1948-01-07 | 0.75 | Non-Lead
625-627 Burlington St | Watertown | 13601 | No | Copper | Unknown | Records | 1997-06-28 | 0.75 | Copper | Records | No | Multi Family | Unknown | 1997-06-28 | 0.75 | Non-Lead
632 Burlington St | Watertown | 13601 | No | Copper | Unknown | Records | 1970-07-17 | 0.75 | Copper | Records | No | Single Family | Unknown | 1970-07-17 | 0.75 | Non-Lead | Fed off Farwell St
637 Burlington St | Watertown | 13601 | No | Copper | Unknown | Records | 1996-11-07 | 0.75 | Galvanized |  | No | Single Family | Unknown |  | 0.75 | GSLRR | Unknown inside Data
640 Burlington St | Watertown | 13601 | No | Copper | Unknown | Records | 1926-10-05 | 0.75 | Copper | Records | No | Single Family | Unknown | 1994-08-24 | 0.75 | Non-Lead
641-643 Burlington St | Watertown | 13601 | No | Copper | Unknown | Records | 1939-05-23 | 0.75 | Copper | Records | No | Multi Family | Unknown | 2017-04-12 | 0.75 | Non-Lead
644 Burlington St | Watertown | 13601 | No | Copper | Unknown | Records | 1926-08-23 | 0.75 | Copper | Records | No | Single Family | Unknown | 2000-05-05 | 0.75 | Non-Lead
645 Burlington St | Watertown | 13601 | No | Copper | Unknown | Records | 1964-06-19 | 0.75 | Copper | Records | No | Single Family | Unknown | 1964-06-19 | 0.75 | Non-Lead
650 Burlington St | Watertown | 13601 | No | Copper | Unknown | Records | 1966-06-03 | 0.75 | Copper | Records | No | Single Family | Unknown | 1966-06-03 | 0.75 | Non-Lead
110 Butterfield Ave | Watertown | 13601 | No | Copper | Unknown | Records | 1952-05-01 | 0.75 | Copper | Records | No | Single Family | Unknown | 1952-05-01 | 0.75 | Non-Lead
120 Butterfield Ave | Watertown | 13601 | No | Copper | No | Records | 1952-06-02 | 0.75 | Copper | Records | No | Single Family | Unknown | 1952-06-02 | 0.75 | Non-Lead
126 Butterfield Ave | Watertown | 13601 | No | Copper | No | Records | 1952-06-02 | 0.75 | Copper | Records | No | Single Family | Unknown | 1952-06-02 | 0.75 | Non-Lead
207 Butterfield Ave | Watertown | 13601 | No | Copper | Unknown | Records | 1978-06-09 | 0.75 | Copper | Records | No | Single Family | Unknown | 1978-06-09 | 0.75 | Non-Lead
210 Butterfield Ave | Watertown | 13601 | No | Copper | Unknown | Records | 1981-06-23 | 0.75 | Copper | Records | No | Single Family | Unknown | 1961-07-26 | 0.75 | Non-Lead
211 Butterfield Ave | Watertown | 13601 | No | Copper | Unknown | Records | 1989-05-15 | 0.75 | Copper | Records | No | Single Family | Unknown | 1989-05-15 | 0.75 | Non-Lead
212 Butterfield Ave | Watertown | 13601 | No | Copper | No | Records | 1980-06-01 | 0.75 | Copper | Records | No | Single Family | Unknown | 1980-06-01 | 0.75 | Non-Lead
215 Butterfield Ave | Watertown | 13601 | No | Copper | No | Records | 1984-11-15 | 0.75 | Copper | Records | No | Single Family | Unknown | 1983-11-23 | 0.75 | Non-Lead
216 Butterfield Ave | Watertown | 13601 | No | Copper | No | Records | 1983-11-22 | 0.75 | Copper | Records | No | Single Family | Unknown | 1983-11-22 | 0.75 | Non-Lead
217 Butterfield Ave | Watertown | 13601 | No | Copper | No | Records | 1985-06-11 | 0.75 | Copper | Records | No | Single Family | Unknown | 1965-10-19 | 0.75 | Non-Lead
220 Butterfield Ave | Watertown | 13601 | No | Copper | Yes | Records | 2012-09-24 | 0.75 | Copper | Records | No | Single Family | Unknown | 2012-09-24 | 0.75 | Non-Lead
224 Butterfield Ave | Watertown | 13601 | No | Copper | Unknown | Records | 1993-08-02 | 0.75 | Copper | Records | No | Single Family | Unknown | 1993-08-02 | 0.75 | Non-Lead
304 Butterfield Ave | Watertown | 13601 | No | Copper | Yes | Records | 2012-09-17 | 0.75 | Copper | Records | No | Single Family | Unknown | 2012-09-17 | 0.75 | Non-Lead
305 Butterfield Ave | Watertown | 13601 | No | Copper | Yes | Records | 1997-01-16 | 0.75 | Copper | Records | No | Single Family | Unknown | 1970-09-22 | 0.75 | Non-Lead
308 Butterfield Ave | Watertown | 13601 | Yes | Lead | Yes | Records | 1943-10-09 | 0.75 | UPL | Records | No | Single Family | Unknown | 1943-10-09 | 0.75 | Lead
309 Butterfield Ave | Watertown | 13601 | No | Copper | Unknown | Records | 1977-02-09 | 0.75 | Copper | Records | No | Single Family | Unknown | 1977-02-09 | 0.75 | Non-Lead
312 Butterfield Ave | Watertown | 13601 | No | Copper | Yes | Records | 1996-07-23 | 0.75 | Copper | Records | No | Single Family | Unknown | 1996-07-23 | 0.75 | Non-Lead
313 Butterfield Ave | Watertown | 13601 | No | Copper | Unknown | Records | 1978-09-27 | 0.75 | Copper | Records | No | Single Family | Unknown | 2002-09-23 | 0.75 | Non-Lead
316 Butterfield Ave | Watertown | 13601 | No | Copper | Yes | Field Insp |  | 0.75 | Unknown |  | Unknown | Single Family | Unknown | 1943-10-11 | 0.75 | Unknown | Unknown Data, Verified as copper 6/25/2021
317 Butterfield Ave | Watertown | 13601 | No | Copper | Yes | Records | 1987-07-02 | 0.75 | Copper | Records | No | Single Family | Unknown | 1987-07-02 | 0.75 | Non-Lead
319 Butterfield Ave | Watertown | 13601 | No | Copper | Yes | Records | 1994-11-01 | 0.75 | Copper | Records | No | Single Family | Unknown | 1994-11-01 | 0.75 | Non-Lead
323 Butterfield Ave | Watertown | 13601 | No | Copper | Yes | Records | 1988-07-01 | 0.75 | Copper | Records | No | Single Family | Unknown | 1988-07-01 | 0.75 | Non-Lead
324 Butterfield Ave | Watertown | 13601 | No | Copper | Unknown | Records | 1965-09-07 | 0.75 | Copper | Records | No | Single Family | Unknown | 1983-09-13 | 0.75 | Non-Lead
327 Butterfield Ave | Watertown | 13601 | No | Copper | Unknown | Records | 1975-09-08 | 0.75 | Copper | Records | No | Single Family | Unknown | 1975-09-08 | 0.75 | Non-Lead
328 Butterfield Ave | Watertown | 13601 | No | Copper | Unknown | Records | 1971-07-19 | 0.75 | Copper | Records | No | Single Family | Unknown | 1971-07-19 | 0.75 | Non-Lead
331 Butterfield Ave | Watertown | 13601 | No | Copper | Unknown | Records | 1987-03-31 | 0.75 | Copper | Records | No | Single Family | Unknown | 1987-03-31 | 0.75 | Non-Lead
332 Butterfield Ave | Watertown | 13601 | No | Copper | Unknown | Records | 1988-08-29 | 0.75 | Copper | Records | No | Single Family | Unknown | 1988-08-29 | 0.75 | Non-Lead
333 Butterfield Ave | Watertown | 13601 | No | Copper | Unknown | Records | 1967-01-30 | 0.75 | Copper | Records | No | Single Family | Unknown | 1975-05-27 | 0.75 | Non-Lead
705 Cadwell St | Watertown | 13601 | No | Copper | Unknown | Records | 2018-06-01 | 1 | Copper | Records | No | Multi Family | Unknown | 1985-09-13 | 0.75 | Non-Lead | Fed off Flower Ave E
711 Cadwell St | Watertown | 13601 | No | Copper | Unknown | Records | 1925-10-29 | 0.75 | Copper | Records | No | Single Family | Unknown | 2011-02-22 | 0.75 | Non-Lead
712 Cadwell St | Watertown | 13601 | No | Copper | Unknown | Records | 1968-08-09 | 0.75 | Copper | Records | No | Single Family | Unknown | 1968-08-09 | 0.75 | Non-Lead
714 Cadwell St | Watertown | 13601 | No | Copper | Unknown | Records | 1930-11-05 | 0.75 | Copper | Records | No | Single Family | Unknown | 1965-07-26 | 0.75 | Non-Lead
716 Cadwell St | Watertown | 13601 | Unknown | Unknown | Unknown | Field Insp | 1924-09-13 | 0.75 | Unknown | Records | Unknown | Single Family | Unknown | 1924-09-13 | 0.75 | Unknown | Unknown Data inside or out
717 Cadwell St | Watertown | 13601 | No | Copper | Unknown | Records | 1937-10-19 | 0.75 | Copper | Records | No | Single Family | Unknown | 1937-10-19 | 0.75 | Non-Lead
718-720 Cadwell St | Watertown | 13601 | No | Copper | Unknown | Records | 2004-05-17 | 1 | Copper | Records | No | Multi Family | Unknown | 2004-05-17 | 0.75 | Non-Lead
723 Cadwell St | Watertown | 13601 | No | Copper | Unknown | Records | 1948-11-01 | 0.75 | Unknown |  | No | Single Family | Unknown |  | 0.75 | Unknown | Unknown inside Data
724 Cadwell St | Watertown | 13601 | No | Copper | Unknown | Records | 2011-07-22 | 1 | Copper | Records | No | Multi Family | Unknown | 2011-07-21 | 0.75 | Non-Lead
726 Cadwell St | Watertown | 13601 | No | Copper | Unknown | Records | 1935-06-14 | 0.75 | Copper | Records | No | Single Family | Unknown | 1935-06-13 | 0.75 | Non-Lead
727 Cadwell St | Watertown | 13601 | No | Copper | Unknown | Records | 1933-05-26 | 0.75 | Copper | Records | No | Multi Family | Unknown | 1942-07-31 | 0.75 | Non-Lead
730 Cadwell St | Watertown | 13601 | No | Copper | Unknown | Records | 1961-07-18 | 0.75 | Copper | Records | No | Single Family | Unknown | 1961-07-18 | 0.75 | Non-Lead
733 Cadwell St | Watertown | 13601 | No | Copper | Unknown | Records | 1940-11-29 | 0.75 | Unknown |  | No | Multi Family | Unknown |  | 0.75 | Unknown | Unknown inside Data
736 Cadwell St | Watertown | 13601 | Unknown | Galvanized | Unknown | Records | 1919-04-23 | 0.75 | Copper | Records | No | Multi Family | Unknown | 2016-05-10 | 0.75 | Non-Lead
737 Cadwell St | Watertown | 13601 | No | Copper | Unknown | Records | 1933-04-10 | 0.75 | Copper | Records | No | Single Family | Unknown | 1933-04-11 | 0.75 | Non-Lead
740 Cadwell St | Watertown | 13601 | No | Copper | Unknown | Records | 1959-11-23 | 0.75 | Copper | Records | No | Single Family | Unknown | 1959-11-23 | 0.75 | Non-Lead
741 Cadwell St | Watertown | 13601 | No | Copper | Unknown | Records | 1948-08-26 | 0.75 | Copper | Records | No | Single Family | Unknown | 1948-08-26 | 0.75 | Non-Lead
744 Cadwell St | Watertown | 13601 | No | Copper | Unknown | Records | 1961-09-18 | 0.75 | Copper | Records | No | Multi Family | Unknown | 1961-09-18 | 0.75 | Non-Lead
108 California Ave | Watertown | 13601 | No | Copper | Unknown | Records | 1936-09-30 | 0.75 | Unknown |  | No | Multi Family | Unknown |  | 0.75 | Unknown | Unknown inside Data
109-111 California Ave | Watertown | 13601 | Unknown | Copper | Unknown | Records | 1975-06-18 | 0.75 | Copper | Records | No | Multi Family | Unknown | 1975-09-18 | 0.75 | Non-Lead
112 California Ave | Watertown | 13601 | No | Copper | Unknown | Records | 1931-06-08 | 0.75 | Copper | Records | No | Multi Family | Unknown | 1931-06-08 | 0.75 | Non-Lead
115 California Ave | Watertown | 13601 | No | Copper | Yes | Records | 2021-07-26 | 0.75 | Copper | Records | No | Single Family | Unknown | 2021-07-06 | 0.75 | Non-Lead
117-119 California Ave | Watertown | 13601 | No | Copper | Yes | Records | 2020-09-01 | 1 | Copper | Records | No | Multi Family | Unknown | 2001-06-01 | 0.75 | Non-Lead
118 California Ave | Watertown | 13601 | No | Copper | Unknown | Records | 1985-05-20 | 1 | Copper | Records | No | Multi Family | Unknown | 1985-05-20 | 1 | Non-Lead
121-123 California Ave | Watertown | 13601 | No | Copper | Unknown | Records | 1988-09-19 | 0.75 | Copper | Records | No | Multi Family | Unknown | 1988-09-19 | 0.75 | Non-Lead
122 California Ave | Watertown | 13601 | No | Copper | Unknown | Records | 1963-10-03 | 0.75 | Copper | Records | No | Single Family | Unknown | 1963-10-03 | 0.75 | Non-Lead
125 California Ave | Watertown | 13601 | No | Copper | Unknown | Records | 2019-08-14 | 0.75 | Copper | Records | No | Single Family | Unknown | 2019-08-15 | 0.75 | Non-Lead
126 California Ave | Watertown | 13601 | Unknown | Unknown | Unknown |  | 1923-05-25 | 1 | Unknown |  | No | Multi Family | Unknown |  | 1 | Unknown | unknown Data inside or out
130 California Ave | Watertown | 13601 | No | Copper | Unknown | Records | 1948-05-28 | 0.75 | Copper | Records | No | Single Family | Unknown | 1948-05-28 | 0.75 | Non-Lead
131 California Ave | Watertown | 13601 | No | Copper | Unknown | Records | 1975-03-28 | 0.75 | Copper | Records | No | Single Family | Unknown | 2015-08-19 | 0.75 | Non-Lead
134 California Ave | Watertown | 13601 | No | Copper | Unknown | Records | 1960-06-10 | 0.75 | Unknown |  | No | Single Family | Unknown | 1960-06-10 | 0.75 | Unknown | Unknown inside Data
135 California Ave | Watertown | 13601 | No | Copper | Unknown | Records | 1959-09-28 | 0.75 | Copper | Records | No | Single Family | Unknown | 1959-11-28 | 0.75 | Non-Lead
138-140 California Ave | Watertown | 13601 | No | Copper | Unknown | Records | 1951-05-14 | 1 | Copper | Records | No | Multi Family | Unknown | 1951-05-14 | 1 | Non-Lead
139 California Ave | Watertown | 13601 | No | Copper | Unknown | Records | 1960-05-23 | 0.75 | Copper | Records | No | Single Family | Unknown | 1960-05-23 | 0.75 | Non-Lead
143 California Ave | Watertown | 13601 | No | Copper | Unknown | Records | 1969-10-06 | 0.75 | Copper | Records | No | Single Family | Unknown | 1969-10-06 | 0.75 | Non-Lead
200-202 California Ave | Watertown | 13601 | No | Copper | Unknown | Records | 1968-06-15 | 1 | Copper | Records | No | Multi Family | Unknown | 1968-06-15 | 1 | Non-Lead
201 California Ave | Watertown | 13601 | No | Copper | Unknown | Records | 1964-05-20 | 0.75 | Copper | Records | No | Single Family | Unknown | 1964-05-20 | 0.75 | Non-Lead
205 California Ave | Watertown | 13601 | No | Copper | Unknown | Records | 1978-05-02 | 0.75 | Copper | Records | No | Single Family | Unknown | 1978-05-02 | 0.75 | Non-Lead
206 California Ave | Watertown | 13601 | No | Copper | Unknown | Records | 1963-04-12 | 0.75 | Copper | Records | No | Single Family | Unknown | 1963-04-12 | 0.75 | Non-Lead
210 California Ave | Watertown | 13601 | No | Copper | Unknown | Records | 1938-08-12 | 0.75 | Unknown |  | No | Multi Family | Unknown |  | 0.75 | Unknown | Unknown inside Data
212 California Ave | Watertown | 13601 | No | Copper | Unknown | Records | 1955-05-04 | 0.75 | Copper | Records | No | Single Family | Unknown | 1955-05-04 | 0.75 | Non-Lead
214-216 California Ave | Watertown | 13601 | No | Copper | Unknown | Records | 1968-08-16 | 1 | Copper | Records | No | Multi Family | Unknown | 1968-08-16 | 1 | Non-Lead
218 California Ave | Watertown | 13601 | No | Copper | No | Records | 1984-04-25 | 0.75 | Copper | Records | No |  | None | 1984-04-25 | 0.75 | Non-Lead | Vacant Lot
223 California Ave | Watertown | 13601 | No | Copper | Unknown | Records | 1928-11-24 | 1 | [8 empty] | Demolished, Unknown termination point
228 California Ave | Watertown | 13601 | Unknown | Unknown | Unknown | Records | 1922-06-20 | 0.75 | [8 empty] | Demolished, Unknown termination point
248 California Ave N | Watertown | 13601 | No | Copper | No | Records | 1986-11-05 | 0.75 | Copper | Records | No | Multi Family | Unknown | 1986-11-05 | 0.75 | Non-Lead | Unknown inside Data owner installed
258 California Ave N | Watertown | 13601 | No | Copper | No | Records | 1986-11-05 | 0.75 | Copper | Records | No | Multi Family | Unknown | 1986-11-05 | 0.75 | Non-Lead | Unknown inside Data Owner installed
259 California Ave N | Watertown | 13601 | No | Copper | Unknown | Records | 1949-07-08 | 0.75 | Copper | Records | No | Single Family | Unknown | 1949-07-08 | 0.75 | Non-Lead
268 California Ave N | Watertown | 13601 | No | Copper | Unknown | Records | 1949-04-28 | 0.75 | Copper | Records | No | Single Family | Unknown | 1949-04-28 | 0.75 | Non-Lead
269 California Ave N | Watertown | 13601 | No | Copper | Unknown | Records | 1949-06-22 | 0.75 | Copper | Records | No | Single Family | Unknown | 1949-06-22 | 0.75 | Non-Lead
273 California Ave N | Watertown | 13601 | No | Copper | Unknown | Records | 1950-10-27 | 0.75 | Unknown | Records | No | Single Family | Unknown | 1950-11-02 | 0.75 | Unknown | Unknown inside Data
279 California Ave N | Watertown | 13601 | No | Copper | Unknown | Records | 1952-06-04 | 0.75 | Copper | Records | No | Multi Family | Unknown | 1952-06-04 | 0.75 | Non-Lead
306 California Ave N | Watertown | 13601 | No | Copper | Unknown | Records | 1934-06-03 | 0.75 | Copper | Records | No | Single Family | Unknown | 1934-06-02 | 0.75 | Non-Lead
309 California Ave N | Watertown | 13601 | Unknown | Unknown | Unknown |  |  |  | Copper | Records | No | Single Family | Unknown | 1996-08-30 | 0.75 | Unknown | Unknown city side Data
310 California Ave N | Watertown | 13601 | No | Copper | Unknown | Records | 2015-02-27 | 0.75 | Copper | Records | No | Single Family | Unknown | 2015-02-15 | 0.75 | Non-Lead
315 California Ave N | Watertown | 13601 | No | Copper | Unknown | Records | 1996-09-05 | 0.75 | Copper | Records | No | Single Family | Unknown | 1996-08-30 | 0.75 | Non-Lead
316 California Ave N | Watertown | 13601 | No | Copper | Yes | Records | 2020-07-07 | 0.75 | Copper | Records | No | Single Family | Unknown | 2020-07-07 | 0.75 | Non-Lead
318 California Ave N | Watertown | 13601 | No | Copper | Unknown | Records | 1941-08-20 | 0.75 | Unknown | Records | No | Single Family | Unknown | 1929-06-01 | 0.75 | Unknown | Unknown inside Data
319 California Ave N | Watertown | 13601 | No | Copper | Unknown | Records | 1936-07-03 | 0.75 | Copper | Records | No | Single Family | Unknown | 1996-05-09 | 0.75 | Non-Lead
322 California Ave N | Watertown | 13601 | No | Copper | Unknown | Records | 1934-07-12 | 0.75 | Copper | Field Insp | No | Multi Family | Unknown | 1994-02-18 | 0.75 | Non-Lead | Unknown Data but copper coming through wall
326 California Ave N | Watertown | 13601 | No | Copper | Yes | Records | 2020-05-20 | 0.75 | Copper | Records | No | Multi Family | Unknown | 2020-05-20 | 0.75 | Non-Lead
329 California Ave N | Watertown | 13601 | No | Copper | Unknown | Records | 2017-06-01 | 0.75 | Copper | Records | No | Single Family | Unknown | 2017-06-01 | 0.75 | Non-Lead
334 California Ave N | Watertown | 13601 | No | Copper | Unknown | Records | 1998-04-21 | 0.75 | Copper | Records | No | Single Family | Unknown | 1998-04-21 | 0.75 | Non-Lead
335-337 California Ave N | Watertown | 13601 | No | Copper | Unknown | Records | 1956-04-27 | 0.75 | Copper | Records | No | Multi Family | Unknown | 1956-04-27 | 0.75 | Non-Lead
339 California Ave N | Watertown | 13601 | No | Copper | Unknown | Records | 1934-03-26 | 0.75 | Copper | Records | No | Single Family | Unknown | 1987-05-28 | 0.75 | Non-Lead
343 California Ave N | Watertown | 13601 | No | Copper | Unknown | Records | 1936-04-03 | 0.75 | Galvanized | Records | No | Single Family | Unknown |  | 0.75 | GSLRR | Unknown inside Data
344 California Ave N | Watertown | 13601 | No | Copper | Unknown | Records | 1938-07-20 | 0.75 | Copper | Records | No | Single Family | Unknown | 1938-07-20 | 0.75 | Non-Lead
347 California Ave N | Watertown | 13601 | No | Copper | Unknown | Records | 1954-03-25 | 0.75 | Copper | Records | No | Single Family | Unknown | 1954-03-25 | 0.75 | Non-Lead
350 California Ave N | Watertown | 13601 | No | Copper | Unknown | Records | 1938-07-05 | 0.75 | Copper | Records | No | Multi Family | Unknown | 1938-07-05 | 0.75 | Non-Lead
351 California Ave N | Watertown | 13601 | No | Copper | Unknown | Records | 2002-06-26 | 0.75 | Copper | Records | No | Single Family | Unknown | 2002-06-26 | 0.75 | Non-Lead
126-128 High & House Behind Camp Camp Ave | Watertown | 13601 | No | Copper | Unknown | Records | 1990-09-13 | 1 | Galvanized |  | No | Multi Family | Unknown |  | 1 | GSLRR | Unknown inside Data
613-615-617 Camp Ave | Watertown | 13601 | No | Copper | Unknown | Records | 1990-09-13 | 1 | Copper | Records | No | Multi Family | Unknown | 1999-10-25 | 1 | Non-Lead
615 & 617-619 Camp Ave | Watertown | 13601 | No | Copper | Unknown | Records | 1990-09-01 | 1 | Copper | Records | No | Multi Family | Unknown | 2021-12-29 | 1 | Non-Lead
616-618 Camp Ave | Watertown | 13601 | No | Copper | Unknown | Records | 1990-09-01 | 1 | Galvanized |  | No | Multi Family | Unknown |  | 1 | GSLRR | Unknown Inside Data
Shared- Camp Ave Camp Ave | Watertown | 13601 | No | Copper | Unknown | Records | 1990-09-13 | 1 | Galvanized | Records | No | Multi Family | Unknown |  | 1 | GSLRR
115 Casey St | Watertown | 13601 | No | Copper | Unknown | Records | 1945-08-20 | 0.75 | Copper | Records | No | Single Family | Unknown | 1945-08-20 | 0.75 | Non-Lead
116 Casey St | Watertown | 13601 | No | Copper | Unknown | Records | 1945-08-21 | 0.75 | Copper | Records | No | Single Family | Unknown | 1945-08-21 | 0.75 | Non-Lead
119 Casey St | Watertown | 13601 | No | Copper | Unknown | Records | 1945-08-22 | 0.75 | Copper | Records | No | Single Family | Unknown | 1945-08-22 | 0.75 | Non-Lead
120 Casey St | Watertown | 13601 | No | Copper | Unknown | Records | 1956-11-12 | 0.75 | Copper | Records | No | Single Family | Unknown | 1956-11-12 | 0.75 | Non-Lead
125 Casey St | Watertown | 13601 | No | Copper | Unknown | Records | 1945-08-20 | 0.75 | Copper | Records | No | Single Family | Unknown | 1945-08-20 | 0.75 | Non-Lead
131 Casey St | Watertown | 13601 | No | Copper | Unknown | Records | 1947-09-09 | 0.75 | Copper | Records | No | Single Family | Unknown | 1947-09-09 | 0.75 | Non-Lead
136 Casey St | Watertown | 13601 | No | Copper | Unknown | Records | 1951-06-04 | 0.75 | Copper | Records | No | Single Family | Unknown | 1951-06-04 | 0.75 | Non-Lead
137 Casey St | Watertown | 13601 | No | Copper | Unknown | Records | 1959-11-12 | 0.75 | Copper | Records | No | Single Family | Unknown | 1959-11-12 | 0.75 | Non-Lead
140 Casey St | Watertown | 13601 | No | Copper | Unknown | Records | 1952-03-31 | 0.75 | Copper | Records | No | Single Family | Unknown | 1952-03-31 | 0.75 | Non-Lead
143 Casey St | Watertown | 13601 | No | Copper | Unknown | Records | 1960-08-17 | 0.75 | Copper | Records | No | Single Family | Unknown | 1960-08-17 | 0.75 | Non-Lead
144 Casey St | Watertown | 13601 | No | Copper | Unknown | Records | 1952-04-09 | 0.75 | Copper | Records | No | Single Family | Unknown | 1952-04-09 | 0.75 | Non-Lead
148 Casey St | Watertown | 13601 | No | Copper | Unknown | Records | 1952-04-09 | 0.75 | Copper | Records | No | Single Family | Unknown | 1955-08-08 | 0.75 | Non-Lead | fed off #144
152 Casey St | Watertown | 13601 | No | Copper | No | Records | 1987-10-15 | 0.75 | Copper | Records | No | Multi Family | Unknown | 1987-10-15 | 0.75 | Non-Lead
156 Casey St | Watertown | 13601 | No | Copper | No | Records | 1987-10-15 | 0.75 | Copper | Records | No | Multi Family | Unknown | 1987-10-15 | 0.75 | Non-Lead
157 Casey St | Watertown | 13601 | No | Copper | No | Records | 1973-08-23 | 0.75 | Copper | Records | No | Multi Family | Unknown | 1973-08-23 | 0.75 | Non-Lead
177 Casey St | Watertown | 13601 | No | Copper | No | Records | 2014-12-02 | 0.75 | Copper | Records | No | Single Family | Unknown | 2014-12-02 | 0.75 | Non-Lead
508 Cayuga Ave | Watertown | 13601 | No | Copper | Unknown | Records | 1954-08-19 | 0.75 | [8 empty] | Demolished unknown termination point
512 Cayuga Ave | Watertown | 13601 | No | Copper | Unknown | Records | 1942-04-06 | 0.75 | Copper | Records | No | Single Family | Unknown | 1995-05-16 | 0.75 | Non-Lead
513 Cayuga Ave | Watertown | 13601 | No | Copper | Unknown | Records | 1952-09-29 | 0.75 | [8 empty] | Unknown termination point
514-516 Cayuga Ave | Watertown | 13601 | No | Copper | Yes | Records | 2021-09-29 | 0.75 | Copper | Records | No | Multi Family | Unknown | 2021-09-29 | 0.75 | Non-Lead
521 Cayuga Ave | Watertown | 13601 | No | Copper | Unknown | Records | 1973-04-20 | 0.75 | Copper | Records | No | Business | Unknown | 1973-04-20 | 0.75 | Non-Lead
522 Cayuga Ave | Watertown | 13601 | No | Copper | Unknown | Records | 1933-02-17 | 0.75 | Copper | Records | No | Single Family | Unknown | 1941-10-07 | 0.75 | Non-Lead
602 Cayuga Ave | Watertown | 13601 | No | Copper | Unknown | Records | 1928-06-14 | 0.75 | Copper | Records | No | Single Family | Unknown | 1967-04-24 | 0.75 | Non-Lead
603 Cayuga Ave | Watertown | 13601 | No | Copper | Unknown | Records | 1970-10-14 | 0.75 | Copper | Records | No | Single Family | Unknown | 1970-10-14 | 0.75 | Non-Lead
606 Cayuga Ave | Watertown | 13601 | Unknown | Unknown | Unknown | Records | 1928-04-19 | 0.75 | Unknown | Records | No | Multi Family | Unknown | 1928-04-19 | 0.75 | Unknown | Unknown Data inside and out
607 Cayuga Ave | Watertown | 13601 | No | Copper | Unknown | Records | 1967-10-30 | 0.75 | Copper | Records | No | Single Family | Unknown | 1967-10-30 | 0.75 | Non-Lead
610 Cayuga Ave | Watertown | 13601 | No | Copper | Unknown | Records | 1950-06-06 | 0.75 | Unknown |  | No | Single Family | Unknown |  | 0.75 | Unknown | Unknown inside Data
611 Cayuga Ave | Watertown | 13601 | No | Copper | Unknown | Records | 1952-12-03 | 0.75 | Copper | Records | No | Single Family | Unknown | 1952-10-03 | 0.75 | Non-Lead
614-616 Cayuga Ave | Watertown | 13601 | No | Copper | Unknown | Records | 1955-08-04 | 0.75 | Unknown | Records | No | Multi Family | Unknown |  | 0.75 | Unknown | Unknown inside Data repairs with copper but not all
615 Cayuga Ave | Watertown | 13601 | No | Copper | Yes | Records | 2020-06-09 | 0.75 | Copper | Records | No | Single Family | Unknown | 2020-06-09 | 0.75 | Non-Lead | lead replacement program
618 Cayuga Ave | Watertown | 13601 | Unknown | Copper | Unknown | Records | 1927-04-18 | 0.75 | Unknown | Records | No | Single Family | Unknown |  | 0.75 | Unknown | Unknown inside Data
619 Cayuga Ave | Watertown | 13601 | No | Copper | Unknown | Records | 1955-08-10 | 0.75 | Copper | Records | No | Single Family | Unknown | 1955-08-10 | 0.75 | Non-Lead
621 Cayuga Ave | Watertown | 13601 | No | Copper | Unknown | Records | 1939-06-09 | 0.75 | Copper | Records | No | Multi Family | Unknown | 1939-06-09 | 0.75 | Non-Lead
628 Cayuga Ave | Watertown | 13601 | No | Copper | Unknown | Records | 1940-12-30 | 0.75 | Unknown | Records | No | Single Family | Unknown | 1925-04-06 | 0.75 | Unknown | Unknown inside Data
631 Cayuga Ave | Watertown | 13601 | No | Copper | Unknown | Records | 1952-11-25 | 0.75 | Copper | Records | No | Single Family | Unknown | 1952-11-25 | 0.75 | Non-Lead
631-655-662-677 Cayuga Ave | Watertown | 13601 | No | Copper | No | Records | 1947-09-11 | 1 |  |  | No | Other | Unknown |  |  |  | Private 1" copper line
655 Cayuga Ave | Watertown | 13601 | No | Copper | No | Records | 1961-11-16 | 0.75 | UUL |  | No | Single Family | Unknown |  |  | Unknown | unknown inside Data
662 Cayuga Ave | Watertown | 13601 | No | Copper | No | Records | 1947-09-11 | 1 | Copper | Records | No | Single Family | Unknown | 1997-07-17 | 1 | Non-Lead
677 Cayuga Ave | Watertown | 13601 | No | Copper | No | Records | 1947-09-11 | 1 | Copper | Records | No | Single Family | Unknown | 1947-09-11 | 1 | Non-Lead
562 Cedar Ave | Watertown | 13601 | No | Copper | No | Records | 1986-06-20 | 2 | Copper | Records | No | Multi Family | Unknown | 1986-06-20 | 0.75 | Non-Lead
567 Cedar Ave | Watertown | 13601 | No | Copper | No | Records | 1986-09-20 | 2 | Copper | Records | No | Single Family | Unknown | 1986-06-20 | 0.75 | Non-Lead
572 Cedar Ave | Watertown | 13601 | No | Copper | No | Records | 1986-06-20 | 2 | Copper | Records | No | Single Family | Unknown | 1986-06-20 | 0.75 | Non-Lead
573 Cedar Ave | Watertown | 13601 | No | Copper | No | Records | 1986-06-20 | 2 | Copper | Records | No | Multi Family | Unknown | 1986-06-20 | 0.75 | Non-Lead
575 Cedar Ave | Watertown | 13601 | No | Copper |  | Records | 1986-06-20 | 2 | Copper | Records | No | Single Family | Unknown | 1986-06-20 | 0.75
Cedar Ave Location Cedar Ave | Watertown | 13601 | No | Copper | No | Records | 1986-06-20 | 2
Private Line Cedar Ave | Watertown | 13601 | No | Copper | Unknown | Records | 1932-05-10 | 1 |  |  | No | [5 empty] | Discontinued 6/20/1986 Hot Main to C/S
117 Cedar St | Watertown | 13601 | No | Copper | No | Records | 1936-05-25 | 0.75 |  |  | No | [5 empty] | Abandoned meter pit Hot 3/4 copper Main to C/S
121 Cedar St | Watertown | 13601 | No | Copper | Unknown | Records | 1932-05-24 | 0.75 | Copper | Records | No | Single Family | Unknown | 1932-06-28 | 0.75 | Non-Lead
123 Cedar St | Watertown | 13601 | No | Copper | Unknown | Records | 1932-05-24 | 0.75 | Copper | Records | No | Single Family | Unknown | 1932-05-24 | 0.75 | Non-Lead
130 Cedar St | Watertown | 13601 | No | Copper | Unknown | Records | 1932-05-25 | 0.75 | Copper | Records | No | Single Family | Unknown | 1932-05-25 | 0.75 | Non-Lead
131 Cedar St | Watertown | 13601 | No | Copper | Unknown | Records | 1932-05-02 | 0.75 | Copper | Records | No | Single Family | Unknown | 1932-05-02 | 0.75 | Non-Lead
133 (Rear House) Cedar St | Watertown | 13601 | No | Copper | Unknown | Records | 1932-05-04 | 0.75 | Copper | Records | No | Business | Unknown | 1932-05-04 | 0.75 | Non-Lead
133 Cedar St | Watertown | 13601 | No | Copper | Unknown | Records | 1932-05-24 | 0.75 | Copper | Records | No | Single Family | Unknown | 1932-05-24 | 0.75 | Non-Lead
136 Cedar St | Watertown | 13601 | No | Copper | Unknown | Records | 1970-09-29 | 0.75 | Copper | Records | No | Single Family | Unknown | 1932-05-19 | 0.75 | Non-Lead
139 Cedar St | Watertown | 13601 | No | Copper | Unknown | Records | 1942-05-04 | 0.75 | Copper | Records | No | Single Family | Unknown | 1932-05-23 | 0.75 | Non-Lead
141 Cedar St | Watertown | 13601 | No | Copper | Unknown | Records | 1932-05-24 | 0.75 |  |  | No | [5 empty] | abandoned Meter pit Hot Main to C/S
144 Cedar St | Watertown | 13601 | No | Copper | Unknown | Records | 1936-06-06 | 0.75 | Copper | Records | No | Single Family | Unknown | 1936-06-06 | 0.75 | Non-Lead
154 Cedar St | Watertown | 13601 | No | Copper | Unknown | Records | 1941-07-15 | 0.75 | [8 empty] | Unknown Address location and termination point
158 Cedar St | Watertown | 13601 | No | Copper | Unknown | Records | 1932-05-18 | 0.75 | Copper | Records | No | Single Family | Unknown | 1932-05-18 | 0.75 | Non-Lead
159-161 Cedar St | Watertown | 13601 | No | Copper | Unknown | Records | 1932-05-16 | 0.75 | Copper | Records | No | Multi Family | Unknown | 1932-05-18 | 0.75 | Non-Lead
165 Cedar St | Watertown | 13601 | No | Copper | Unknown | Records | 1932-05-06 | 0.75 | Copper | Records | No | Single Family | Unknown | 1932-05-06 | 0.75 | Non-Lead
166 Cedar St | Watertown | 13601 | No | Copper | Unknown | Records | 1932-05-18 | 1 | Copper | Records | No | Single Family | Unknown | 1932-05-18 | 1 | Non-Lead
169 Cedar St | Watertown | 13601 | No | Copper | Unknown | Records | 1932-05-18 | 0.75 | Copper | Records | No | Single Family | Unknown | 1932-05-18 | 0.75 | Non-Lead
170 Cedar St | Watertown | 13601 | No | Copper | Unknown | Records | 1932-05-09 | 0.75 | Copper | Records | No | Single Family | Unknown | 1932-05-09 | 0.75 | Non-Lead
171 Cedar St | Watertown | 13601 | No | Copper | Unknown | Records | 1932-05-09 | 0.75 | Copper | Records | No | Single Family | Unknown | 1932-05-09 | 0.75 | Non-Lead
173 Cedar St | Watertown | 13601 | No | Copper | Unknown | Records | 1932-05-18 | 0.75 | Copper | Records | No | Single Family | Unknown | 1932-05-18 | 0.75 | Non-Lead
176 Cedar St | Watertown | 13601 | No | Copper | Unknown | Records | 1932-05-05 | 0.75 | Copper | Records | No | Single Family | Unknown | 1932-05-05 | 0.75 | Non-Lead
180 Cedar St | Watertown | 13601 | No | Copper | Unknown | Records | 1932-05-13 | 0.75 | Copper | Records | No | Single Family | Unknown | 1932-05-25 | 0.75 | Non-Lead
181 Cedar St | Watertown | 13601 | No | Copper | No | Records | 2011-11-10 | 1 | Copper | Records | No | Single Family | Unknown | 2011-11-10 | 0.75 | Non-Lead
184 Cedar St | Watertown | 13601 | No | Copper | Unknown | Records | 1932-05-18 | 0.75 | Copper | Records | No | Multi Family | Unknown | 1929-03-29 | 0.75 | Non-Lead
187 Cedar St | Watertown | 13601 | No | Copper | Unknown | Records | 1932-05-06 | 0.75 | Copper | Records | No | Single Family | Unknown | 1932-05-06 | 0.75 | Non-Lead
188 Cedar St | Watertown | 13601 | No | Copper | Unknown | Records | 1932-05-18 | 0.75 | Copper | Records | No | Single Family | Unknown | 1932-05-18 | 0.75 | Non-Lead
192 Cedar St | Watertown | 13601 | No | Copper | Unknown | Records | 1933-07-24 | 0.75 | Copper | Records | No | Single Family | Unknown | 1933-07-24 | 0.75 | Non-Lead
194 Cedar St | Watertown | 13601 | No | Copper | Unknown | Records | 1932-05-18 | 0.75 | Copper | Records | No | Multi Family | Unknown | 1966-09-13 | 0.75 | Non-Lead
200-202 Cedar St | Watertown | 13601 | No | Copper | Unknown | Records | 1932-05-18 | 0.75 | Copper | Records | No | Multi Family | Unknown | 1964-05-12 | 0.75 | Non-Lead
203 Cedar St | Watertown | 13601 | No | Copper | Unknown | Records | 1932-05-06 | 0.75 | Copper | Records | No | Single Family | Unknown | 1959-01-13 | 0.75 | Non-Lead
206 Cedar St | Watertown | 13601 | No | Copper | Unknown | Records | 1926-04-16 | 0.75 | Copper | Records | No | Single Family |  | 1953-05-25 | 0.75 | Non-Lead
207 Cedar St | Watertown | 13601 | No | Copper | Unknown | Records | 1932-05-18 | 0.75 | Unknown |  | No | Single Family | Unknown |  | 0.75 | Unknown | Unknown inside Data
212 Cedar St | Watertown | 13601 | No | Copper | Unknown | Records | 1932-05-18 | 0.75 | Copper | Records | No | Single Family | Unknown | 1932-05-18 | 0.75 | Non-Lead
213 Cedar St | Watertown | 13601 | No | Copper | Unknown | Records | 1932-02-16 | 0.75 | Unknown |  | No | Single Family | Unknown |  | 0.75 | Unknown | Unknown inside Data
215-217 Cedar St | Watertown | 13601 | No | Copper | Unknown | Records | 1932-05-11 | 0.75 | Copper | Records | No | Multi Family | Unknown | 1932-05-11 | 0.75 | Non-Lead
216 Cedar St | Watertown | 13601 | No | Copper | Unknown | Records | 1934-11-09 | 0.75 | Copper | Records | No | Single Family | Unknown | 1934-11-09 | 0.75 | Non-Lead
219 Cedar St | Watertown | 13601 | No | Copper | Unknown | Records | 1934-05-11 | 0.75 | Copper | Records | No | Multi Family | Unknown | 1932-11-09 | 0.75 | Non-Lead
221 Cedar St | Watertown | 13601 | No | Copper | Unknown | Records | 1932-05-11 | 0.75 | [8 empty] | Demolished Unknown termination point
225 Cedar St | Watertown | 13601 | No | Copper | Unknown | Records | 1932-05-11 | 0.75 | [8 empty] | Demolished Unknown termination point
227 Cedar St | Watertown | 13601 | No | Copper | Unknown | Records | 1932-05-11 | 0.75 | [8 empty] | Demolished Unknown termination point
235 Cedar St | Watertown | 13601 | No | Copper | Unknown | Records | 1957-10-25 | 1 | [8 empty] | Demolished Unknown termination point
Construction Trailer Cedar St | Watertown | 13601 | No | Copper | No | Records | 1992-06-05 | 1 |  |  |  | Other |  |  |  |  | Unknown Data
Tar Plant Cedar St | Watertown | 13601 | No | Unknown | No | Records | 1953-04-27 | 2 | [8 empty] | Unknown Address location and unknown Data
108-112 Central St | Watertown | 13601 | No | Copper | Unknown | Records | 1981-10-13 | 0.75 | Galvanized | Records | No | Multi Family | Unknown | 1907-06-08 | 1 | GSLRR
114 Central St | Watertown | 13601 | No | Copper | Unknown | Records | 1956-06-07 | 0.75 | Copper | Records | No | Multi Family | Unknown | 1956-06-07 | 0.75 | Non-Lead
116-118-120 Central St | Watertown | 13601 | No | Copper | Unknown | Records | 1989-04-06 | 1 | Copper | Records | No | Multi Family | Unknown | 1989-04-06 | 1 | Non-Lead
117-119 (Demolished) Central St | Watertown | 13601 | No | Copper | Unknown | Records | 1942-02-22 | 0.75 | [8 empty] | Demolished 3/4 copper Hot Main to C/S
123 Central St | Watertown | 13601 | No | Copper | Unknown | Records | 2004-06-02 | 1 | Copper | Records | No | Multi Family | Unknown | 2004-06-02 | 1 | Non-Lead
124 Central St | Watertown | 13601 | Unknown | Unknown | Unknown | Records | 1907-07-16 | 0.75 | Copper | Records | Unknown | Multi Family | Unknown | 1963-09-11 | 0.75 | Unknown
128 Central St | Watertown | 13601 | No | Copper | Unknown | Field Insp | 2020-09-23 | 1 | Copper | Records | No | Multi Family | Unknown | 1989-02-02 | 1 | Non-Lead
129 Central St | Watertown | 13601 | No | Copper | Unknown | Records | 2001-07-16 | 0.75 | Copper | Records | No | Single Family | Unknown | 1970-08-24 | 0.75 | Non-Lead
132-134 Central St | Watertown | 13601 | No | Copper | Unknown | Records | 1934-09-18 | 0.75 | Copper | Records | No | Multi Family | Unknown | 1975-06-20 | 0.75 | Non-Lead
133 Central St | Watertown | 13601 | No | Copper | Unknown | Records | 1962-04-23 | 0.75 | Copper | Records | No | Multi Family | Unknown | 1962-04-23 | 0.75 | Non-Lead
136 Central St | Watertown | 13601 | No | Copper | Unknown | Records | 1954-07-15 | 0.75 | Copper | Records | No | Multi Family | Unknown | 1954-07-15 | 0.75 | Non-Lead
137 Central St | Watertown | 13601 | No | Copper | Yes | Records | 1936-04-30 | 0.75 | Copper | Records | No | Multi Family | Unknown | 1967-12-04 | 0.75 | Non-Lead
138-140 Central St | Watertown | 13601 | No | Copper | Unknown | Records | 1936-03-17 | 0.75 | Copper | Records | No | Multi Family | Unknown | 1976-05-10 | 0.75 | Non-Lead
141 Central St | Watertown | 13601 | No | Copper | Yes | Records | 2020-06-05 | 0.75 | Copper | Records | No | Multi Family | Unknown | 2020-06-05 | 0.75 | Non-Lead | Lead replacement
142 Central St | Watertown | 13601 | No | Copper | Unknown | Records | 1938-12-15 | 0.75 | Unknown |  | No | Single Family | Unknown |  | 0.75 | Unknown | Unknown inside Data
143 Central St | Watertown | 13601 | No | Known Other | Unknown | Records | 1933-08-19 | 4 | Known Other | Records | Yes | Business | Unknown | 1933-08-19 | 4 | Non-Lead
145 Central St | Watertown | 13601 | No | Known Other | Unknown | Records | 1933-08-19 | 4 | Known Other | Records | Yes | Business | Unknown | 1933-08-19 | 4 | Non-Lead
146-148 Central St | Watertown | 13601 | No | Copper | Unknown | Records | 2016-04-28 | 0.75 | Copper | Records | No | Multi Family | Unknown | 1970-08-21 | 0.75 | Non-Lead
207-209 Central St | Watertown | 13601 | No | Copper | Unknown | Records | 1957-07-30 | 0.75 | Copper | Records | No | Multi Family | Unknown | 1957-07-30 | 0.75 | Non-Lead
208 Central St | Watertown | 13601 | No | Copper | Unknown | Records | 1946-05-10 | 0.75 | [8 empty] | demolished 3/4 copper Hot Main to C/S
210-212 Central St | Watertown | 13601 | No | Copper | Unknown | Records | 1991-06-20 | 1 | Unknown |  | No | Multi Family | Unknown |  | 1 | Unknown | Unknown inside Data
211-213 Central St | Watertown | 13601 | No | Copper | Unknown | Records | 1989-06-16 | 1 | Copper | Records | No | Multi Family | Unknown | 1989-06-16 | 1 | Non-Lead
216 Central St | Watertown | 13601 | No | Copper | Unknown | Records | 1964-07-29 | 0.75 | Copper | Records | No | Multi Family | Unknown | 1964-07-29 | 0.75 | Non-Lead
217 Central St | Watertown | 13601 | No | Copper | Unknown | Records | 1994-10-03 | 0.75 | Copper | Records | No | Multi Family | Unknown | 1994-10-03 | 0.75 | Non-Lead
220 Central St | Watertown | 13601 | No | Copper | Unknown | Records | 1968-04-25 | 0.75 | Copper | Records | No | Single Family | Unknown | 1968-04-25 | 0.75 | Non-Lead
221 Central St | Watertown | 13601 | No | Copper | Yes | Records | 2021-06-04 | 0.75 | Copper | Records | No | Multi Family | Unknown | 2021-06-04 | 0.75 | Non-Lead
224 Central St | Watertown | 13601 | No | Copper | Unknown | Records | 1948-11-26 | 0.75 | Copper | Records | No | Multi Family | Unknown | 1948-11-26 | 0.75 | Non-Lead
225 Central St | Watertown | 13601 | Unknown | Unknown | Unknown |  |  | 0.75 | Unknown |  | Unknown | Single Family | Unknown |  | 0.75 | Unknown | Unknown inside outside Data
227 Central St | Watertown | 13601 | No | Copper | Unknown | Records | 1954-09-17 | 0.75 | Copper | Records | No | Single Family | Unknown | 1954-09-17 | 0.75 | Non-Lead
228 Central St | Watertown | 13601 | No | Copper | Yes | Records | 2019-05-08 | 0.75 | Copper | Records | No | Single Family | Unknown | 2019-05-09 | 0.75 | Non-Lead
231 Central St | Watertown | 13601 | No | Copper | Unknown | Records | 1976-05-30 | 0.75 | Copper | Records | No | Single Family | Unknown | 1976-05-30 | 0.75 | Non-Lead
232 Central St | Watertown | 13601 | No | Copper | Unknown | Records | 1945-05-08 | 0.75 | Copper | Records | No | Single Family | Unknown | 1945-05-29 | 0.75 | Non-Lead
235-237 Central St | Watertown | 13601 | No | Copper | Unknown | Records | 1971-04-21 | 0.75 | Copper | Records | No | Multi Family | Unknown | 1971-04-21 | 0.75 | Non-Lead
236 Central St | Watertown | 13601 | No | Copper | Unknown | Records | 2001-07-18 | 0.75 | Copper | Records | No | Single Family | Unknown | 2001-08-22 | 0.75 | Non-Lead
238 Central St | Watertown | 13601 | No | Copper | Unknown | Records | 1963-08-26 | 0.75 | [8 empty] | demolished Unknown termination point
240 Central St | Watertown | 13601 | No | Copper | Unknown | Records | 1922-01-31 | 0.75 | Copper | Records | No | Multi Family | Unknown | 1928-04-05 | 0.75 | Non-Lead
241 Central St | Watertown | 13601 | No | Copper | Yes | Records | 2021-07-23 | 0.75 | Copper | Records | No | Single Family | Unknown | 2021-07-23 | 0.75 | Non-Lead
242 Central St | Watertown | 13601 | No | Copper | Unknown | Records | 1922-01-31 | 0.75 | Copper | Records | No | Multi Family | Unknown | 1928-04-05 | 0.75 | Non-Lead
243-245 Central St | Watertown | 13601 | No | Copper | Unknown | Records | 1981-06-09 | 0.75 | Copper | Records | No | Multi Family | Unknown | 2000-02-10 | 0.75 | Non-Lead
244 Central St | Watertown | 13601 | No | Copper | Unknown | Records | 2004-06-01 | 0.75 | Galvanized |  | No | Single Family | Unknown |  | 0.75 | GSLRR | Unknown inside Data
246 Central St | Watertown | 13601 | No | Copper | Yes | Records | 2018-05-02 | 0.75 | Copper | Records | No | Single Family | Unknown | 1967-12-04 | 0.75 | Non-Lead
247 Central St | Watertown | 13601 | No | Copper | Unknown | Records | 1932-10-26 | 0.75 | Copper | Records | No | Single Family | Unknown | 1932-10-26 | 0.75 | Non-Lead
248-250 Central St | Watertown | 13601 | No | Copper | Unknown | Records | 1992-05-27 | 0.75 | Copper | Records | No | Multi Family | Unknown | 1992-05-27 | 0.75 | Non-Lead
251-253 Central St | Watertown | 13601 | No | Copper | Yes | Records | 2020-08-26 | 0.75 | Copper | Records | No | Multi Family | Unknown | 1991-07-01 | 0.75 | Non-Lead
252 Central St | Watertown | 13601 | No | Copper | Unknown | Records | 1934-10-17 | 0.75 | Copper | Records | No | Single Family | Unknown | 2023-02-27 | 0.75 | Non-Lead | Fed off of Bronson St
302 Central St | Watertown | 13601 | No | Copper | Unknown | Records | 1934-10-17 | 0.75 | Copper | Records | No | Multi Family | Unknown | 2012-11-29 | 0.75 | Non-Lead | Fed off of Bronson St
303-305 Central St | Watertown | 13601 | No | Copper | Unknown | Records | 1934-10-17 | 0.75 | Copper | Records | No | Multi Family | Unknown | 1990-09-18 | 1 | Non-Lead | Fed off of Bronson St
304 Central St | Watertown | 13601 | No | Copper | Unknown | Records | 1967-10-07 | 0.75 | Copper | Records | No | Single Family | Unknown | 1988-08-09 | 0.75 | Non-Lead
310 Central St | Watertown | 13601 | No | Copper | Unknown | Records | 1961-02-09 | 0.75 | Copper | Records | No | Single Family | Unknown | 1961-02-09 | 0.75 | Non-Lead
314 Central St | Watertown | 13601 | No | Copper | Unknown | Records | 1956-04-30 | 0.75 | Copper | Records | No | Multi Family | Unknown | 1956-02-09 | 0.75 | Non-Lead
315 Central St | Watertown | 13601 | No | Copper | Unknown | Records | 1946-07-23 | 0.75 | Copper | Records | No | Single Family | Unknown | 1956-06-25 | 0.75 | Non-Lead
316-318 Central St | Watertown | 13601 | No | Copper | Unknown | Records | 2010-10-12 | 1 | Copper | Records | No | Multi Family | Unknown | 2010-10-12 | 1 | Non-Lead
320 Central St | Watertown | 13601 | No | Copper | Unknown | Records | 1928-12-26 | 0.75 | Copper | Records | No | Single Family | Unknown | 1928-12-27 | 0.75 | Non-Lead
321 Central St | Watertown | 13601 | No | Copper | Unknown | Records | 1946-07-23 | 0.75 | Copper | Records | No | Single Family | Unknown | 1951-08-08 | 0.75 | Non-Lead
324 Central St | Watertown | 13601 | No | Copper | Unknown | Records | 1928-12-27 | 0.75 | Copper | Records | No | Single Family | Unknown | 1928-12-27 | 0.75 | Non-Lead
325 Central St | Watertown | 13601 | No | Copper | Unknown | Records | 1929-06-24 | 0.75 | [8 empty] | Demolished 3/4 copper Hot Main to C/S
332-334 Central St | Watertown | 13601 | No | Copper | Unknown | Records | 1928-06-01 | 0.75 | Copper | Records | No | Multi Family | Unknown | 1946-02-11 | 0.75 | Non-Lead | Fed off of Remington St
106-108 Charles St | Watertown | 13601 | No | Copper | Unknown | Records | 1959-07-07 | 0.75 | [8 empty] | Demolished 3/4 copper Unknown termination point
110 Charles St | Watertown | 13601 | No | Copper | Unknown | Records | 1960-08-31 | 0.75 | Copper | Records | No | Single Family | Unknown | 1960-08-31 | 0.75 | Non-Lead
111 Charles St | Watertown | 13601 | No | Copper | Unknown | Records | 1999-09-09 | 0.75 | Copper | Records | No | Single Family | Unknown | 1999-09-09 | 0.75 | Non-Lead
115 Charles St | Watertown | 13601 | No | Copper | Unknown | Records | 1961-04-18 | 0.75 | Copper | Records | No | Single Family | Unknown | 1961-04-18 | 0.75 | Non-Lead
116-118 Charles St | Watertown | 13601 | No | Copper | Unknown | Records | 1929-05-29 | 0.75 | Copper | Records | No | Multi Family | Unknown | 1929-05-29 | 0.75 | Non-Lead
117 Charles St | Watertown | 13601 | No | Copper | Unknown | Records | 1994-05-09 | 0.75 | Copper | Records | No | Multi Family | Unknown | 1994-05-09 | 0.75 | Non-Lead
120-122 Charles St | Watertown | 13601 | No | Copper | Unknown | Records | 1957-06-28 | 0.75 | Copper | Records | No | Multi Family | Unknown | 1957-06-28 | 0.75 | Non-Lead
123 Charles St | Watertown | 13601 | No | Copper | Yes | Records | 2020-08-25 | 0.75 | Copper | Records | No | Single Family | Unknown | 2020-08-25 | 0.75 | Non-Lead | lead replacement program
124 Charles St | Watertown | 13601 | No | Copper | Unknown | Records | 1947-06-30 | 0.75 | Copper | Records | No | Single Family | Unknown | 1947-06-30 | 0.75 | Non-Lead
125 Charles St | Watertown | 13601 | No | Copper | Unknown | Records | 1960-05-25 | 0.75 | Copper | Records | No | Multi Family | Unknown | 1960-06-25 | 0.75 | Non-Lead
130 Charles St | Watertown | 13601 | No | Copper | Unknown | Records | 1973-09-25 | 0.75 | Copper | Records | No | Single Family | Unknown | 1973-09-25 | 0.75 | Non-Lead
131 Charles St | Watertown | 13601 | No | Copper | Unknown | Records | 1955-09-08 | 0.75 | Copper | Records | No | Single Family | Unknown | 1955-09-08 | 0.75 | Non-Lead
132 Charles St | Watertown | 13601 | No | Copper | Unknown | Records | 1954-02-03 | 0.75 | Copper | Records | No | Single Family | Unknown | 1954-02-03 | 0.75 | Non-Lead
135 Charles St | Watertown | 13601 | No | Copper | Unknown | Records | 2005-10-31 | 0.75 | Copper | Records | No | Multi Family | Unknown | 2005-10-31 | 0.75 | Non-Lead
136 Charles St | Watertown | 13601 | No | Copper | Unknown | Records | 2000-04-26 | 1 | Copper | Records | No | Single Family | Unknown | 2000-04-26 | 1 | Non-Lead
137 Charles St | Watertown | 13601 | No | Copper | Unknown | Records | 1965-07-27 | 0.75 | Copper | Records | No | Single Family | Unknown | 1985-06-01 | 0.75 | Non-Lead
140 Charles St | Watertown | 13601 | No | Copper | Yes | Records | 2020-08-10 | 0.75 | Copper | Records | No | Single Family | Unknown | 2020-08-10 | 0.75 | Non-Lead
142-144 Charles St | Watertown | 13601 | No | Copper | Unknown | Records | 1974-03-08 | 0.75 | Copper | Records | No | Multi Family | Unknown | 1974-03-08 | 0.75 | Non-Lead
143-145 Charles St | Watertown | 13601 | No | Copper | Yes | Records | 2020-08-12 | 0.75 | Copper | Records | No | Multi Family | Unknown | 2020-08-12 | 0.75 | Non-Lead | Lead replacement program
147 Charles St | Watertown | 13601 | No | Copper | Unknown | Records | 1951-12-28 | 0.75 | Copper | Records | No | Single Family | Unknown | 1951-12-28 | 0.75 | Non-Lead
148 Charles St | Watertown | 13601 | No | Copper | Unknown | Records | 1925-06-11 | 0.75 | Copper | Records | No | Single Family | Unknown | 1947-04-01 | 0.75 | Non-Lead
150 Charles St | Watertown | 13601 | No | Copper | Unknown | Records | 1947-07-01 | 0.75 | Copper | Records | No | Single Family | Unknown | 1947-07-01 | 0.75 | Non-Lead
151 Charles St | Watertown | 13601 | No | Copper | Yes | Records | 1948-10-08 | 0.75 | Copper | Records | No | Single Family | Unknown | 1948-10-08 | 0.75 | Non-Lead
203 Charles St | Watertown | 13601 | No | Copper | Unknown | Records | 1998-01-13 | 0.75 | Unknown |  | No | Single Family | Unknown |  |  | Unknown | Unknown inside Data
204 Charles St | Watertown | 13601 | No | Copper | Unknown | Records | 1938-03-01 | 0.75 |  |  | No | Single Family | Unknown |  | 0.75 |  | Unknown inside Data
207 Charles St | Watertown | 13601 | No | Copper | Yes | Records | 2020-08-13 | 0.75 | Copper | Records | No | Single Family | Unknown | 2020-08-13 | 0.75 | Non-Lead | lead replacement program
208 Charles St | Watertown | 13601 | No | Copper | Unknown | Records | 1938-05-09 | 0.75 | Copper | Records | No | Single Family | Unknown | 1974-06-19 | 0.75 | Non-Lead
211 Charles St | Watertown | 13601 | No | Copper | Unknown | Records | 1999-10-07 | 0.75 | Galvanized | Records | No | Single Family | Unknown | 1908-08-20 | 0.75 | GSLRR
214-216-218 Charles St | Watertown | 13601 | No | Copper | Unknown | Records | 1938-05-11 | 0.75 | Copper | Records | No | Multi Family | Unknown | 1955-08-11 | 0.75 | Non-Lead
215 Charles St | Watertown | 13601 | No | Copper | Yes | Records | 2021-06-30 | 0.75 | Copper | Records | No | Single Family | Unknown | 2021-06-30 | 0.75 | Non-Lead | lead replacement program
217 Charles St | Watertown | 13601 | No | Copper | Unknown | Records | 1953-04-29 | 2 | Copper | Records | No | Single Family | Unknown | 1953-04-29 | 2 | Non-Lead | reduced to 3/4 copper in basement
222 Charles St | Watertown | 13601 | No | Copper | Unknown | Records | 1935-08-09 | 0.75 |  |  | No | Single Family | Unknown |  |  |  | Unknown inside Data
223 Charles St | Watertown | 13601 | Unknown | Unknown | Unknown | Records | 1919-02-06 | 0.75 | Unknown |  | Unknown | Single Family | Unknown |  | 0.75 | Unknown | Unknown Data inside or out
224-226 Charles St | Watertown | 13601 | No | Copper | Unknown | Records | 1996-09-04 | 1 | Copper | Records | No | Multi Family | Unknown | 1996-09-04 | 1 | Non-Lead
227 Charles St | Watertown | 13601 | No | Copper | Yes | Records | 2020-05-19 | 0.75 | Copper | Records | No | Single Family | Unknown | 2020-05-19 | 0.75 | Non-Lead | Lead replacement program
230 Charles St | Watertown | 13601 | No | Copper | Unknown | Records | 1935-08-15 | 0.75 | Galvanized | Records | No | Single Family | Unknown | 1943-01-08 | 0.75 | GSLRR
231 Charles St | Watertown | 13601 | No | Copper | Unknown | Records | 1946-11-19 | 0.75 | Copper | Records | No | Single Family | Unknown | 1946-11-19 | 0.75 | Non-Lead
232 Charles St | Watertown | 13601 | No | Copper | Unknown | Records | 1935-08-15 | 0.75 | Unknown | Records | No | Single Family | Unknown | 1919-02-06 | 0.75 | Unknown | Unknown inside Data
237 Charles St | Watertown | 13601 | No | Copper | Yes | Records | 2020-09-03 | 0.75 | Copper | Records | No | Single Family | Unknown | 2020-09-03 | 0.75 | Non-Lead | Lead replacement program
238 Charles St | Watertown | 13601 | No | Copper | Unknown | Records | 1966-10-04 | 0.75 | Copper | Records | No | Single Family | Unknown | 1996-10-04 | 0.75 | Non-Lead
241 Charles St | Watertown | 13601 | Unknown | Unknown | Unknown | Records | 1919-02-06 | 0.75 | Unknown | Records | Unknown | Single Family | Unknown | 1919-02-06 | 0.75 | Unknown | Unknown Data inside and out
245-247 Charles St | Watertown | 13601 | No | Copper | Unknown | Records | 1974-01-27 | 0.75 | Unknown | Records | No | Multi Family | Unknown | 1919-02-06 | 0.75 | Unknown | Unknown inside Data Half copper / Galvanized
246 Charles St | Watertown | 13601 | No | Copper | Unknown | Records | 1935-01-31 | 0.75 | Unknown | Records | No | Single Family | Unknown | 1919-02-06 | 0.75 | Unknown | Unknown inside Data
251 Charles St | Watertown | 13601 | No | Copper | Yes | Records | 2020-05-11 | 0.75 | Copper | Records | No | Single Family | Unknown | 2020-05-11 | 0.75 | Non-Lead | Lead replacement program
255 Charles St | Watertown | 13601 | No | Copper | Yes | Records | 2022-09-01 | 0.75 | Copper | Records | No | Single Family | Unknown | 2022-09-01 | 0.75 | Non-Lead | Lead replacement program Fed off of Cleveland St
111 Chestnut St | Watertown | 13601 | No | Copper | Unknown | Records | 1948-07-22 | 0.75 | Copper | Records | No | Single Family | Unknown | 1948-07-22 | 0.75 | Non-Lead
119 Chestnut St | Watertown | 13601 | No | Copper | Unknown | Records | 1948-07-02 | 0.75 | Copper | Records | No | Single Family | Unknown | 1940-08-27 | 0.75 | Non-Lead
123 Chestnut St | Watertown | 13601 | No | Copper | Unknown | Records | 1948-07-02 | 0.75 | Copper | Records | No | Single Family | Unknown | 1935-07-10 | 0.75 | Non-Lead
129 Chestnut St | Watertown | 13601 | No | Copper | Unknown | Records | 1948-07-02 | 0.75 | Copper | Records | No | Single Family | Unknown | 1965-09-21 | 0.75 | Non-Lead
137 Chestnut St | Watertown | 13601 | No | Copper | Unknown | Records | 1950-05-05 | 0.75 | Copper | Records | No | Single Family | Unknown | 1950-05-05 | 0.75 | Non-Lead
140 Chestnut St | Watertown | 13601 | No | Copper | No | Records | 1982-09-09 | 1 | Copper | Records | No | Business | Unknown | 1982-09-09 | 1 | Non-Lead
143 Chestnut St | Watertown | 13601 | No | Copper | Unknown | Records | 1948-07-22 | 0.75 | Copper | Records | No | Single Family | Unknown | 1948-07-22 | 0.75 | Non-Lead
147 Chestnut St | Watertown | 13601 | No | Copper | Unknown | Records | 1948-06-22 | 0.75 | Copper | Records | No | Single Family | Unknown | 1948-06-22 | 0.75 | Non-Lead
150 Chestnut St | Watertown | 13601 | No | Copper | Unknown | Records | 1954-06-22 | 0.75 | Copper | Records | No | Single Family | Unknown | 1954-06-22 | 0.75 | Non-Lead
151 Chestnut St | Watertown | 13601 | No | Copper | No | Records | 1948-06-01 | 0.75 | Copper | Records | No | Single Family | Unknown | 1954-09-10 | 0.75 | Non-Lead
155 Chestnut St | Watertown | 13601 | No | Copper | Unknown | Records | 1948-07-02 | 0.75 | Copper | Records | No | Single Family | Unknown | 1930-05-14 | 0.75 | Non-Lead
156 Chestnut St | Watertown | 13601 | No | Copper | Unknown | Records | 1948-05-07 | 0.75 | Copper | Records | No | Single Family | Unknown | 1948-05-07 | 0.75 | Non-Lead
157 Chestnut St | Watertown | 13601 | No | Copper | Unknown | Records | 1948-07-02 | 0.75 | Copper | Records | No | Single Family | Unknown | 1931-05-18 | 0.75 | Non-Lead
202 Chestnut St | Watertown | 13601 | No | Copper | Unknown | Records | 1947-10-08 | 0.75 | Copper | Records | No | Single Family | Unknown | 1947-10-08 | 0.75 | Non-Lead
205 Chestnut St | Watertown | 13601 | No | Copper | Unknown | Records | 1948-08-02 | 0.75 | Copper | Records | No | Single Family | Unknown | 1948-08-05 | 0.75 | Non-Lead
208 Chestnut St | Watertown | 13601 | No | Copper | Unknown | Records | 1941-04-25 | 0.75 | Copper | Records | No | Single Family | Unknown | 1941-04-25 | 0.75 | Non-Lead
212 Chestnut St | Watertown | 13601 | No | Copper | Unknown | Records | 1947-10-10 | 0.75 | Copper | Records | No | Single Family | Unknown | 1949-09-02 | 0.75 | Non-Lead
213 Chestnut St | Watertown | 13601 | No | Copper | Unknown | Records | 1947-10-08 | 0.75 | Copper | Records | No | Single Family | Unknown | 1947-10-07 | 0.75 | Non-Lead
216 Chestnut St | Watertown | 13601 | No | Copper | Unknown | Records | 1933-09-01 | 0.75 | Copper | Records | No | Single Family | Unknown | 1933-09-01 | 0.75 | Non-Lead
220 Chestnut St | Watertown | 13601 | No | Copper | Unknown | Records | 1933-08-16 | 0.75 | Copper | Records | No | Single Family | Unknown | 1963-01-02 | 0.75 | Non-Lead
221 Chestnut St | Watertown | 13601 | No | Copper | Unknown | Records | 1937-08-05 | 0.75 | Copper | Records | No | Single Family | Unknown | 1937-08-05 | 0.75 | Non-Lead
227 Chestnut St | Watertown | 13601 | No | Copper | Unknown | Records | 1947-10-08 | 0.75 | Copper | Records | No | Single Family | Unknown | 1947-10-08 | 0.75 | Non-Lead
228 Chestnut St | Watertown | 13601 | No | Copper | Unknown | Records | 1935-11-29 | 0.75 | Copper | Records | No | Single Family | Unknown | 1935-11-29 | 0.75 | Non-Lead
232 Chestnut St | Watertown | 13601 | No | Copper | Unknown | Records | 1947-10-09 | 0.75 | Copper | Records | No | Single Family | Unknown | 1947-10-09 | 0.75 | Non-Lead
239 Chestnut St | Watertown | 13601 | No | Copper | Unknown | Records | 1951-03-31 | 0.75 | Copper | Records | No | Single Family | Unknown | 1951-03-31 | 0.75 | Non-Lead
245 Chestnut St | Watertown | 13601 | No | Copper | Unknown | Records | 1938-10-11 | 0.75 |  |  | No | Single Family | Unknown |  | 0.75 |  | Unknown inside Data
246 Chestnut St | Watertown | 13601 | No | Copper | Unknown | Records | 1948-08-09 | 0.75 | Copper | Records | No | Single Family | Unknown | 1948-08-09 | 0.75 | Non-Lead
249 Chestnut St | Watertown | 13601 | No | Copper | Unknown | Records | 1948-08-05 | 0.75 | Copper | Records | No | Single Family | Unknown | 1948-10-22 | 0.75 | Non-Lead
250 Chestnut St | Watertown | 13601 | No | Copper | Unknown | Records | 1948-08-04 | 0.75 | Copper | Records | No | Single Family | Unknown | 1928-10-25 | 0.75 | Non-Lead
254 Chestnut St | Watertown | 13601 | No | Copper | No | Records | 1956-05-23 | 0.75 | Copper | Records | No | Single Family | Unknown | 1956-05-23 | 0.75 | Non-Lead
259 Chestnut St | Watertown | 13601 | No | Copper | No | Records | 1953-10-06 | 0.75 | Copper | Records | No | Single Family | Unknown | 1953-10-06 | 0.75 | Non-Lead
265 Chestnut St | Watertown | 13601 | No | Copper | No | Records | 1953-07-01 | 0.75 | Copper | Records | No | Single Family | Unknown | 1953-07-01 | 0.75 | Non-Lead
266 Chestnut St | Watertown | 13601 | No | Copper | No | Records | 1955-09-06 | 0.75 | Copper | Records | No | Single Family | Unknown | 1955-09-06 | 0.75 | Non-Lead
271 Chestnut St | Watertown | 13601 | No | Copper | Unknown | Records | 1948-08-06 | 0.75 | Copper | Records | No | Single Family | Unknown | 1948-08-06 | 0.75 | Non-Lead
272 Chestnut St | Watertown | 13601 | No | Copper | No | Records | 1955-06-30 | 0.75 | Copper | Records | No | Single Family | Unknown | 1955-06-30 | 0.75 | Non-Lead
280 Chestnut St | Watertown | 13601 | No | Copper | No | Records | 1956-08-30 | 0.75 | Copper | Records | No | Single Family | Unknown | 1956-08-30 | 0.75 | Non-Lead
285 Chestnut St | Watertown | 13601 | No | Copper | No | Records | 1965-11-22 | 0.75 | Copper | Records | No | Single Family | Unknown | 1965-11-22 | 0.75 | Non-Lead
314 Clay St | Watertown | 13601 | No | Copper | Unknown | Records | 1931-09-11 | 0.75 | Copper | Records | No | Business | Unknown | 1931-09-11 | 0.75 | Non-Lead
315 Clay St | Watertown | 13601 | No | Copper | Unknown | Records | 1932-10-19 | 0.75 | Copper | Records | No | Multi Family | Unknown | 1932-10-19 | 0.75 | Non-Lead
317-319 Clay St | Watertown | 13601 | No | Copper | Unknown | Records | 1963-09-06 | 0.75 | Copper | Records | No | Multi Family | Unknown | 1963-09-06 | 0.75 | Non-Lead
318-320 Clay St | Watertown | 13601 | No | Copper | Unknown | Records | 1993-08-25 | 1 | Copper |  | No |  | None |  | 1 | Non-Lead | Demolished 1" copper service cut and peaned 20' inside C/S
321-323 Clay St | Watertown | 13601 | No | Copper | Unknown | Records | 1953-12-03 | 0.75 | Copper | Records | No | Multi Family | Unknown | 1953-12-03 | 0.75 | Non-Lead
322-324-326 Clay St | Watertown | 13601 | No | Copper | Unknown | Records | 1925-09-03 | 1 | Copper | Records | No | Multi Family | Unknown | 1953-11-20 | 1 | Non-Lead
326 Clay St | Watertown | 13601 | No | Copper | Unknown | Records | 1925-09-03 | 1 | Copper | Records | No | Multi Family | Unknown | 1953-11-20 | 1 | Non-Lead
328 Clay St | Watertown | 13601 | No | Copper | Unknown | Records | 1954-07-06 | 1 | Copper | Records | No | Multi Family | Unknown | 1954-07-06 | 1 | Non-Lead
329 Clay St | Watertown | 13601 | No | Copper | Unknown | Records | 1995-06-13 | 0.75 | [8 empty] | Demolished unknown termination point
332-334 Clay St | Watertown | 13601 | No | Copper | Unknown | Records | 1925-06-05 | 1 | Copper | Records | No | Multi Family | Unknown | 1925-06-05 | 1 | Non-Lead
333-335 Clay St | Watertown | 13601 | No | Copper | Unknown | Records | 1958-04-15 | 0.75 | Copper | Records | No | Multi Family | Unknown | 1958-04-15 | 0.75 | Non-Lead
408-410 Clay St | Watertown | 13601 | No | Copper | Yes | Records | 2022-06-02 | 0.75 | Copper | Records | No | Multi Family | Unknown | 2022-06-02 | 0.75 | Non-Lead
409 Clay St | Watertown | 13601 | No | Copper | Unknown | Records | 1935-11-07 | 0.75 | Copper | Records | No | Multi Family | Unknown | 1935-11-07 | 0.75 | Non-Lead
413 Clay St | Watertown | 13601 | No | Copper | Unknown | Records | 1950-06-19 | 0.75 | Copper | Records | No | Single Family | Unknown | 1950-06-20 | 0.75 | Non-Lead
414 Clay St | Watertown | 13601 | No | Copper | Unknown | Records | 1967-09-22 | 1 | Copper | Records | No | Multi Family | Unknown | 1967-09-22 | 1 | Non-Lead
415 Clay St | Watertown | 13601 | No | Copper | Unknown | Records | 1929-11-10 | 0.75 | Copper | Records | No | Single Family | Unknown | 1929-11-23 | 0.75 | Non-Lead
418-420-422 Clay St | Watertown | 13601 | No | Copper | Unknown | Records | 1937-10-08 | 1 | Copper | Records | No | Multi Family | Unknown | 1937-10-05 | 1 | Non-Lead
419 Clay St | Watertown | 13601 | Unknown | Unknown | Unknown | Records | 1912-04-29 | 1 | Copper | Records | No | Multi Family | Unknown | 1990-05-10 | 1 | Unknown | Unknown city side Data
423 Clay St | Watertown | 13601 | No | Copper | Unknown | Records | 1929-10-30 | 0.75 | Copper | Records | No | Multi Family | Unknown | 1929-10-30 | 0.75 | Non-Lead
507-509-511-513 Clay St | Watertown | 13601 | Unknown | Galvanized | Unknown | Records |  | 1 | Copper | Records | No | Multi Family | Unknown | 1997-09-03 | 1 | Non-Lead | Unknown city side Data
510-512 Clay St | Watertown | 13601 | No | Copper | Yes | Records | 2019-09-05 | 1 | Copper | Records | No | Multi Family | Unknown | 2019-09-05 | 1 | Non-Lead | Lead replacement program
511-513 Clay St | Watertown | 13601 | Unknown | Galvanized | Unknown | Records |  | 1 | Copper | Records | No | Multi Family | Unknown | 1997-09-03 | 1 | Non-Lead | Unknown city side Data
514-516 Clay St | Watertown | 13601 | No | Copper | Unknown | Records | 1938-08-31 | 0.75 |  |  | No | Multi Family | Unknown |  |  |  | Unknown inside Data
515 Clay St | Watertown | 13601 | No | Copper | Unknown | Records | 1942-06-05 | 0.75 | Copper | Records | No | Multi Family | Unknown | 1990-07-19 | 0.75 | Non-Lead
519 Clay St | Watertown | 13601 | No | Copper | Unknown | Records | 1935-10-11 | 1 | Copper | Records | No | Multi Family | Unknown | 1935-10-11 | 1 | Non-Lead
520 Clay St | Watertown | 13601 | No | Copper | Unknown | Records | 1939-09-21 | 0.75 |  |  | No | Single Family | Unknown |  |  |  | Unknown inside Data
523-525 Clay St | Watertown | 13601 | No | Copper | Unknown | Records | 1940-04-15 | 0.75 | Copper | Records | No | Multi Family | Unknown | 1940-04-15 | 0.75 | Non-Lead
524 Clay St | Watertown | 13601 | Unknown | UPL | Unknown | Records | 1922-11-16 | 0.75 | UPL | Records | Unknown | Single Family | Unknown | 1922-11-16 | 0.75 | Unknown | Unknown Data
527-531 Clay St | Watertown | 13601 | No | Copper | Unknown | Records | 1932-04-11 | 1 | Copper | Records | No | Multi Family | Unknown | 1932-04-11 | 1 | Non-Lead
701 Cleveland St | Watertown | 13601 | No | Copper | Yes | Excavation | 2020-06-11 | 0.75 | Copper | Field Insp | No | Single Family | Unknown |  | 0.75 | Non-Lead | found copper in an attempt to replace
705 Cleveland St | Watertown | 13601 | No | Copper | Unknown | Records | 1936-07-09 | 0.75 | Copper | Records | No | Single Family | Unknown | 1936-07-09 | 0.75 | Non-Lead
709 Cleveland St | Watertown | 13601 | No | Copper | Unknown | Records | 1990-06-04 | 0.75 | Copper | Records | No | Single Family | Unknown | 1990-06-04 | 0.75 | Non-Lead
729 Cleveland St | Watertown | 13601 | No | Copper | Unknown | Excavation | 2020-05-14 | 0.75 | Copper | Excavation | No | Single Family | Unknown | 2020-05-14 | 0.75 | Non-Lead
733 Cleveland St | Watertown | 13601 | No | Copper | Unknown | Records | 1980-09-15 | 0.75 | Copper | Records | No | Single Family | Unknown | 1980-09-15 | 0.75 | Non-Lead
754 Cleveland St | Watertown | 13601 | No | Copper | Unknown | Records | 2020-05-04 | 0.75 | Copper | Records | No | Single Family | Unknown | 2020-05-04 | 0.75 | Non-Lead
111 Clinton St | Watertown | 13601 | No | Copper | No | Records | 2012-11-01 | 2 | Copper | Records | No | Business | Unknown | 2012-11-01 | 2 | Non-Lead
124 Clinton St | Watertown | 13601 | No | Copper | Unknown | Records | 1938-05-27 | 1 | [8 empty] | Unknown Address Location, 1" Copper Unknown termination point
129 Clinton St | Watertown | 13601 | No | Copper | No | Records | 1961-09-05 | 2 | [8 empty] | Discontinued at Main 9/14/2001
140 Clinton St | Watertown | 13601 | No | Copper | Unknown | Records | 2012-11-01 | 1 | Copper | Records | No | Business | Unknown | 1936-01-07 | 1 | Non-Lead
145 Clinton St | Watertown | 13601 | No | Copper | No | Records | 2012-11-01 | 2 | Copper | Records | No | Business | Unknown | 1962-11-05 | 2 | Non-Lead
150 Clinton St | Watertown | 13601 | No | Known Other | Unknown | Records | 2012-11-01 | 4 | Galvanized | Records | No | Multi Family | Unknown | 1962-06-12 | 1.5 | GSLRR
156 Clinton St | Watertown | 13601 | No | Copper | Unknown | Records | 2012-11-01 | 1 | Unknown | Records | No | Other | Unknown |  | 1 | Unknown | Unknown inside Data
161 Clinton St | Watertown | 13601 | No | Known Other | Unknown | Records | 2012-11-01 | 4 | Known Other | Records | No | Business | Unknown | 1958-01-28 | 4 | Non-Lead
162 Clinton St | Watertown | 13601 | No | Copper | Unknown | Records | 2012-11-01 | 1 | Unknown | Records | No | Multi Family | Unknown |  | 1 | Unknown | Unknown inside Data
162 Rear Clinton St | Watertown | 13601 | No | Copper | Unknown | Records | 2012-11-01 | 1 |  |  | No | Multi Family | Unknown |  |  |  | Unknown inside Data
165-171 Clinton St | Watertown | 13601 | No | Known Other | Unknown | Records | 2012-11-01 | 4 | Known Other | Records | No | Business | Unknown | 1957-12-11 | 4 | Non-Lead | Unknown inside Data
172 Clinton St | Watertown | 13601 | No | Copper | Unknown | Records | 2012-11-01 | 1 | Copper | Records | No | Business | Unknown | 1947-08-29 | 1 | Non-Lead
172 Rear Clinton St | Watertown | 13601 | No | Copper | Unknown | Records | 2012-11-01 | 1 | Copper | Records | No | Business | Unknown | 1947-09-08 | 0.75 | Non-Lead
201-203 Clinton St | Watertown | 13601 | No | Copper | Unknown | Records | 1967-09-26 | 1 | [8 empty] | Demolished 10/2012 1" copper cut and capped
206 Clinton St | Watertown | 13601 | No | Copper | Unknown | Records | 2012-11-01 | 1 | Copper | Records | No | Multi Family | Unknown | 1927-10-26 | 1 | Non-Lead
211 Clinton St | Watertown | 13601 | No | Copper | Unknown | Records | 2012-11-01 | 0.75 | Copper | Records | No | Multi Family | Unknown | 1932-08-17 | 0.75 | Non-Lead
214 Clinton St | Watertown | 13601 | No | Copper | Unknown | Records | 2012-11-01 | 1 | Copper | Records | No | Multi Family | Unknown | 1935-07-25 | 1 | Non-Lead
215 Clinton St | Watertown | 13601 | No | Copper | No | Records | 2012-06-01 | 1 | Galvanized | Records | No | Multi Family | Unknown |  | 1 | Non-Lead | Unknown inside Data
220 Clinton St | Watertown | 13601 | No | Copper | Unknown | Records | 2012-11-01 | 1 | Copper | Records | No | Multi Family | Unknown | 1928-10-08 | 1 | Non-Lead
221 Clinton St | Watertown | 13601 | No | Copper | Unknown | Records | 2012-11-01 | 1 | UPL | Records | No | Multi Family | Unknown | 1923-10-19 | 1 | Unknown | Unknown 1 1/4" pipe material
229 Clinton St | Watertown | 13601 | No | Copper | Yes | Records | 2012-11-01 | 1 | Copper | Records | No | Multi Family | Unknown | 2001-01-19 | 1 | Non-Lead
241 Clinton St | Watertown | 13601 | No | Copper | Unknown | Records | 2012-11-01 | 2 | Known Other | Records | No | Multi Family | Unknown | 1933-11-03 | 1.5 | Non-Lead | 1 1/2 Brass pipe C/S to Cellar
242-244 Clinton St | Watertown | 13601 | No | Copper | Unknown | Records | 2012-11-01 | 1 | Copper | Records | No | Single Family | Unknown | 1928-10-25 | 1 | Non-Lead
253-255 Clinton St | Watertown | 13601 | No | Copper | Unknown | Records | 2012-11-01 | 1 | Copper | Records | No | Multi Family | Unknown | 1931-06-29 | 1 | Non-Lead
256 Clinton St | Watertown | 13601 | No | Copper | Unknown | Records | 2012-11-01 | 1 | Copper | Records | No | Single Family | Unknown | 1963-04-18 | 1 | Non-Lead
263 Clinton St | Watertown | 13601 | No | Copper | Unknown | Records | 2012-11-01 | 1 | Copper | Records | No | Single Family | Unknown | 1938-11-14 | 1 | Non-Lead
270 Clinton St | Watertown | 13601 | No | Copper | Unknown | Records | 2012-11-01 | 1 | Copper | Records | No | Single Family | Unknown | 1961-07-31 | 1 | Non-Lead
271 Clinton St | Watertown | 13601 | No | Copper | Unknown | Records | 2012-11-01 | 1 |  |  | No | Single Family | Unknown |  |  |  | Unknown inside Data
303 Clinton St | Watertown | 13601 | No | Copper | Unknown | Records | 2012-11-01 | 1 |  |  | No | Multi Family | Unknown |  |  |  | Unknown inside Data
305 Clinton St | Watertown | 13601 | No | Copper | Unknown | Records | 1931-05-15 | 1 | Copper | Records | No | Single Family | Unknown | 1928-06-01 | 1 | Non-Lead
Watertown Times Bldg (260 Washington St) Clinton St | Watertown | 13601 | No | Known Other | Unknown | Records | 2012-11-01 | 6 | Known Other | Records | No | Business | Unknown | 1960-09-09 | 6 | Non-Lead | 6" Fire and 4" domestic
Cloverdale Clover St | Watertown | 13601 | No | Known Other | No | Records | 2007-06-01 | 8 | Copper | Records | No | Multi Family | Unknown | 2007-06-01 | 1.5 | Non-Lead
1000 Coffeen St | Watertown | 13601 | No | Known Other | No | Records | 2002-08-21 | 6 | Known Other | Records | No | Business | Unknown | 2002-08-21 | 4 | Non-Lead
1003 Coffeen St | Watertown | 13601 | No | Copper | No | Records | 1998-11-01 | 1 | Copper | Records | No | Business | Unknown | 2003-07-31 | 1 | Non-Lead
1017 Coffeen St | Watertown | 13601 | No | Copper | Unknown | Records | 1998-11-01 | 1 | Galvanized | Records | No | Multi Family | Unknown | 1942-07-20 | 0.75 | GSLRR
1019 Coffeen St | Watertown | 13601 | No | Copper | Unknown | Records | 1998-11-01 | 1 | Galvanized | Records | No | Single Family | Unknown | 1941-12-30 | 0.75 | GSLRR
1020 Coffeen St | Watertown | 13601 | No | Copper | No | Records | 2003-06-25 | 2 | Copper | Records | No | Business | Unknown | 2003-06-25 | 2 | Non-Lead | 2" Tap X 2 one used one stub for future use
1031-1033-1035 Coffeen St | Watertown | 13601 | No | Copper | Unknown | Records | 1998-11-01 | 1 | Copper | Records | No | Business | Unknown | 1941-09-20 | 0.75 | Non-Lead
1035 Coffeen St | Watertown | 13601 | No | Copper | No | Records | 1989-02-21 | 2 | Copper | Records | No | Business | Unknown | 1989-02-21 | 2 | Non-Lead
1041 Coffeen St | Watertown | 13601 | No | Copper | Unknown | Records | 1998-11-01 | 1 | Copper | Records | No | Business | Unknown | 1952-04-14 | 1 | Non-Lead
1092 Coffeen St | Watertown | 13601 | No | Copper | Unknown | Records | 1998-11-01 | 0.75 | Copper | Records | No | Business | Unknown | 1998-11-01 | 0.75 | Non-Lead
1106 Coffeen St | Watertown | 13601 | No | Copper | No | Records | 1998-11-01 | 2 | Copper | Records | No | Multi Family | Unknown | 1998-11-01 | 2 | Non-Lead
1143 Coffeen St | Watertown | 13601 | No | Copper | Unknown | Records | 1948-07-28 | 0.75 | [8 empty] | Unknown Meter pit
1155 Coffeen St | Watertown | 13601 | No | Copper | Unknown | Records | 1990-01-22 | 1 | Copper | Records | No | Business | Unknown | 1990-01-22 | 1 | Non-Lead
1163 Coffeen St | Watertown | 13601 | No | Copper | Unknown | Records | 1998-11-01 | 1 | Copper | Records | No | Business | Unknown | 1946-06-19 | 0.75 | Non-Lead
1171 Coffeen St | Watertown | 13601 | No | Copper | Unknown | Records | 1998-11-01 | 1 | Copper | Records | No | Business | Unknown | 1952-04-24 | 0.75 | Non-Lead
1179 Coffeen St | Watertown | 13601 | No | Copper | Unknown | Records | 1998-11-01 | 1 | Copper | Records | No | Single Family | Unknown | 1999-05-21 | 1 | Non-Lead
1211-1213 Coffeen St | Watertown | 13601 | No | Copper | Unknown | Records | 1989-11-01 | 1 | Copper | Records | No | Business | Unknown | 1958-10-01 | 0.75 | Non-Lead
1220 Coffeen St | Watertown | 13601 | No | Known Other | No | Records | 1964-10-16 | 8 |  |  | No | Business | Unknown
1240 Coffeen St | Watertown | 13601 | Unknown | Known Other | Unknown | Records |  | 6 | [8 empty] | Demolished 6" cut and Capped 12/29/2005
1267 (Ontario Village) Coffeen St | Watertown | 13601 | No | Known Other | No | Records | 1985-09-20 | 8 |  |  | No | Multi Family | Unknown
1269 (Ontario Village) Coffeen St | Watertown | 13601 | No | Copper | No | Records | 1985-09-20 | 1.5 | Copper |  | No | Multi Family | Unknown |  | 1.5 | Non-Lead | Unknown inside Data
1279 Coffeen St | Watertown | 13601 | No | Copper | No | Records | 1972-04-08 | 1 | Copper | Records | No | Business | Unknown | 1972-04-08 | 1 | Non-Lead
1280 Coffeen St | Watertown | 13601 | No | Copper | No | Records | 1992-06-05 | 0.75 | Copper | Records | No | Business | Unknown | 1992-06-05 | 0.75 | Non-Lead | 4" Fire service
1289 Coffeen St | Watertown | 13601 | No | Known Other | No | Records | 1996-06-01 | 6 | Known Other | Records | No | Business | Unknown | 1996-06-01 | 4 | Non-Lead
222-224-226 Coffeen St | Watertown | 13601 | No | Known Other | Unknown | Records |  | 6 | [8 empty] | 6" cut and capped inside of wall 8/8/2007
236-238 Coffeen St | Watertown | 13601 | No | Copper | Unknown | Records | 1944-10-09 | 0.75 | Copper | Records | No | Multi Family | Unknown | 1944-10-09 | 0.75 | Non-Lead
240 Coffeen St | Watertown | 13601 | No | Copper | Unknown | Records | 1976-02-27 | 0.75 | Copper | Records | No | Multi Family | Unknown | 1976-02-27 | 0.75 | Non-Lead
240-242 Coffeen St | Watertown | 13601 | No | Copper | Unknown | Records | 1976-02-24 | 0.75 | Copper | Records | No | Multi Family | Unknown | 1976-02-24 | 0.75 | Non-Lead
241 Coffeen St | Watertown | 13601 | No | Copper | Unknown | Records | 1941-07-16 | 1 | Copper | Records | No | Business | Unknown | 1941-07-16 | 1 | Non-Lead
246-248 Coffeen St | Watertown | 13601 | No | Copper | Unknown | Records | 1929-06-03 | 0.75 | Copper | Records | No | Multi Family | Unknown | 1929-06-03 | 0.75 | Non-Lead
249 Coffeen St | Watertown | 13601 | Unknown | Galvanized | Unknown | Records | 1900-05-03 | 0.75 | Copper | Records | No | Business | Unknown | 2008-12-10 | 0.75 | Non-Lead
250-252 Coffeen St | Watertown | 13601 | No | Copper | Unknown | Records | 1968-08-09 | 0.75 | Copper | Records | No | Multi Family | Unknown | 1968-08-09 | 0.75 | Non-Lead
269 Coffeen St | Watertown | 13601 | No | Copper | No | Records | 1977-09-08 | 1 | [8 empty] | Demolished 1992 fed off Massey St Hot main to c/s
300 Coffeen St | Watertown | 13601 | No | Known Other | Unknown | Records | 1937-04-27 | 4 | Known Other | Records | No | Business | Unknown | 1937-04-27 | 4 | Non-Lead
319-321 Coffeen St | Watertown | 13601 | No | Copper | Unknown | Records | 1999-10-01 | 1 | Galvanized | Records | No | Multi Family | Unknown | 1903-03-12 | 0.75 | GSLRR
325-327 Coffeen St | Watertown | 13601 | No | Copper | Unknown | Records | 1999-10-01 | 1 | Copper | Records | No | Multi Family | Unknown | 1956-09-18 | 0.75 | Non-Lead
331-333 Coffeen St | Watertown | 13601 | No | Copper | Unknown | Records | 1999-10-01 | 1 | Copper | Records | No | Multi Family | Unknown | 1958-10-29 | 0.75 | Non-Lead
335-337 Coffeen St | Watertown | 13601 | No | Copper | Unknown | Records | 1999-10-01 | 1 | Copper | Records | No | Multi Family | Unknown | 1987-04-02 | 0.75 | Non-Lead
341 Coffeen St | Watertown | 13601 | No | Copper | Unknown | Records | 2001-10-01 | 1 | Copper | Records | No | Multi Family | Unknown | 1948-03-31 | 0.75 | Non-Lead | Fed off of N Orchard St
400-402 Coffeen St | Watertown | 13601 | No | Unknown | Unknown | Records | 1919-12-19 | 0.75 | Copper | Records | No | Multi Family | Unknown | 1992-12-30 | 0.75 | Unknown | Fed off of Waltham St
403-405 Coffeen St | Watertown | 13601 | No | Copper | Unknown | Records | 1999-10-01 | 1 | Copper | Records | No | Multi Family | Unknown |  | 0.75 | Non-Lead | Unknown inside Data
409 Coffeen St | Watertown | 13601 | No | Copper | Unknown |  | 1999-10-01 | 1 |  |  | No | Single Family | Unknown |  |  |  | Unknown inside Data
410 Coffeen St | Watertown | 13601 | No | Copper | Unknown | Records | 1999-10-01 | 1 | Copper | Records | No | Single Family | Unknown | 1941-10-15 | 0.75 | Non-Lead
413 Coffeen St | Watertown | 13601 | No | Copper | Unknown | Records | 1999-10-01 | 1 | Copper | Records | No | Single Family | Unknown | 1948-09-29 | 0.75 | Non-Lead
416-418 Coffeen St | Watertown | 13601 | No | Copper | Unknown | Records | 1999-10-01 | 1 | Copper | Records | No | Multi Family | Unknown | 1951-07-26 | 1 | Non-Lead
419 Coffeen St | Watertown | 13601 | No | Copper | Unknown | Records | 1999-10-01 | 1 | Copper | Records | No | Single Family | Unknown | 1949-11-15 | 0.75 | Non-Lead
423 Coffeen St | Watertown | 13601 | No | Copper | Unknown | Records | 1999-10-01 | 1 |  |  | No | Business | Unknown
426 Coffeen St | Watertown | 13601 | No | Copper | Unknown | Records | 1999-10-01 | 1 | Copper | Records | No | Multi Family | Unknown | 1934-05-04 | 0.75 | Non-Lead
434-436 Coffeen St | Watertown | 13601 | No | Copper | Unknown | Records | 1999-10-01 | 1 | Copper | Records |  |  |  |  | 0.75 | Non-Lead | Demolished Unknown termination point
440 Coffeen St | Watertown | 13601 | No | Copper | Unknown | Records | 1999-10-01 | 1 | Galvanized | Records | No | Business | Unknown | 1898-04-27 | 0.75 | GSLRR
445 Coffeen St | Watertown | 13601 | No | Copper | Unknown | Records | 1977-08-09 | 0.75 | Copper | Records | No | Business | Unknown | 1977-08-09 | 0.75 | Non-Lead | Fed off of Howk St
468 Coffeen St | Watertown | 13601 | No | Copper | Unknown | Records | 1999-10-01 | 1 | Copper | Records | No | Business | Unknown | 2001-07-17 | 1 | Non-Lead
472-474 Coffeen St | Watertown | 13601 | No | Copper | Unknown | Records | 1999-10-01 | 1 | Copper | Records | No | Multi Family | Unknown | 1959-08-04 | 0.75 | Non-Lead
478 Coffeen St | Watertown | 13601 | No | Copper | Unknown | Records | 1999-10-01 | 1 | Copper | Records | No | Single Family | Unknown | 1970-08-26 | 0.75 | Non-Lead
501-505 Coffeen St | Watertown | 13601 | No | Copper | Unknown | Records | 1999-10-01 | 1 | Galvanized | Records | No | Multi Family | Unknown | 1942-05-29 | 0.75 | GSLRR
507 Coffeen St | Watertown | 13601 | No | Copper | Unknown | Records | 1999-10-01 | 1 | Copper | Records | No | Single Family | Unknown | 1948-09-27 | 0.75 | Non-Lead
510 Coffeen St | Watertown | 13601 | No | Copper | Unknown | Records | 1999-10-01 | 1 | Copper | Records | No | Single Family | Unknown | 1934-06-25 | 1 | Non-Lead
515 Coffeen St | Watertown | 13601 | No | Copper | Unknown | Records | 1999-10-01 | 1 | Copper | Records | No | Single Family | Unknown | 2003-09-09 | 0.75 | Non-Lead
518 Coffeen St | Watertown | 13601 | No | Copper | Unknown | Records | 1999-10-01 | 1 |  |  | No | Multi Family | Unknown |  | 0.75 |  | Unknown inside Data
521 Coffeen St | Watertown | 13601 | No | Copper | Unknown | Records | 1999-10-01 | 1 | Copper | Records | No | Multi Family | Unknown | 1962-06-21 | 0.75 | Non-Lead
527 Coffeen St | Watertown | 13601 | No | Copper | Unknown | Records | 1999-10-01 | 1 | Copper | Records | No | Business | Unknown | 1935-12-12 | 0.75 | Non-Lead
532-534 Coffeen St | Watertown | 13601 | No | Copper | Unknown | Records | 1999-10-01 | 1 | Copper | Records | No | Business | Unknown | 1989-09-26 | 1 | Non-Lead
543 Coffeen St | Watertown | 13601 | No | Copper | Unknown | Records | 1999-10-01 | 1 |  |  | No | Single Family | Unknown |  |  |  | Unknown inside Data
546-548 Coffeen St | Watertown | 13601 | No | Copper | Unknown | Records | 1936-04-14 | 0.75 | Copper | Records | No | Business | Unknown | 1936-04-14 | 0.75 | Non-Lead | Fed off of Engine St
550 Coffeen St | Watertown | 13601 | No | Copper | Unknown | Records | 1999-10-01 | 1 | Copper | Records | No | Multi Family | Unknown | 1975-08-21 | 1 | Non-Lead
551 Coffeen St | Watertown | 13601 | No | Copper | Unknown | Records | 1999-10-01 | 1 | Copper | Records | No | Multi Family | Unknown | 1978-08-07 | 0.75 | Non-Lead
556 Coffeen St | Watertown | 13601 | No | Copper | Unknown | Records | 1999-10-01 | 1 | Copper | Records | No | Single Family | Unknown | 1933-10-10 | 0.75 | Non-Lead
557 Coffeen St | Watertown | 13601 | No | Copper | Unknown | Records | 1999-10-01 | 1 | Copper | Records | No | Multi Family | Unknown | 1937-10-22 | 0.75 | Non-Lead
565 Coffeen St | Watertown | 13601 | No | Copper | Unknown | Records | 1999-10-01 | 1 |  |  | No | Business | Unknown |  |  |  | Unknown inside Data
566 Coffeen St | Watertown | 13601 | No | Copper | Unknown | Records | 1999-10-01 | 1 | Copper | Records | No | Business | Unknown | 2023-05-10 | 1 | Non-Lead
593-595 Coffeen St | Watertown | 13601 | No | Copper | Unknown | Records | 1999-10-01 | 1 | Copper | Records | No | Business | None | 1968-06-22 | 0.75 | Non-Lead
605-615 Coffeen St | Watertown | 13601 | No | Copper | No | Records | 1966-09-29 | 2 | Copper | Records | No | Business | Unknown | 1966-09-29 | 2 | Non-Lead
607-615 Coffeen St | Watertown | 13601 | No | Copper | No | Records | 1966-09-21 | 2 | Copper | Records | No | Business | Unknown | 1966-09-21 | 2 | Non-Lead
610 Coffeen St | Watertown | 13601 | No | Known Other | Unknown | Records | 1999-10-01 | 4 | Known Other | Records | No | Business | Unknown | 1956-10-13 | 4 | Non-Lead
616-624 Coffeen St | Watertown | 13601 | No | Copper | Unknown | Records | 1999-10-01 | 1 | Copper | Records | No | Business | Unknown | 1947-07-01 | 1 | Non-Lead
617 Coffeen St | Watertown | 13601 | No | Copper | Unknown | Records | 1999-10-01 | 1 |  |  | No | Single Family | Unknown |  |  |  | Unknown inside Data
623 Coffeen St | Watertown | 13601 | No | Copper | Unknown | Records | 1999-10-01 | 1 | Copper | Records | No | Multi Family | Unknown | 1984-06-01 | 0.75 | Non-Lead
627 Coffeen St | Watertown | 13601 | No | Copper | Unknown | Records | 1999-10-01 | 1 | Copper | Records | No | Single Family | Unknown | 1958-06-30 | 0.75 | Non-Lead
631 Coffeen St | Watertown | 13601 | No | Copper | Unknown | Records | 1999-10-01 | 1 | Copper | Records | No | Single Family | Unknown | 1963-10-21 | 0.75 | Non-Lead
636 Coffeen St | Watertown | 13601 | No | Copper | Unknown | Records | 1999-10-01 | 1 | Copper | Records | No | Business | Unknown | 1994-06-09 | 0.75 | Non-Lead
637 Coffeen St | Watertown | 13601 | No | Copper | Unknown | Records | 1999-10-01 | 1 | Copper | Records | No | Single Family | Unknown | 1960-10-01 | 0.75 | Non-Lead
642 Coffeen St | Watertown | 13601 | No | Copper | Unknown | Records | 1999-10-01 | 1 | Copper | Records | No | Business | Unknown |  | 0.75 | Non-Lead | Unknown inside Data
644 Coffeen St | Watertown | 13601 | No | Copper | Unknown | Records | 1999-10-01 | 1 | Copper | Records | No | Business | Unknown |  | 0.75 | Non-Lead | Unknown inside Data
646 Coffeen St | Watertown | 13601 | No | Copper | Unknown | Records | 1946-11-25 | 0.75 | Copper | Records | No | Business | Unknown | 1946-11-25 | 0.75 | Non-Lead
702 Coffeen St | Watertown | 13601 | Unknown | Copper | Unknown | Records | 1929-05-06 | 0.75 | Copper | Records | No | Business | Unknown | 1958-06-12 | 0.75 | Non-Lead | Main Replaced in 1989 Copper to C/S
703-705 Coffeen St | Watertown | 13601 | No | Copper | Unknown | Records | 1999-10-01 | 1 | Copper | Records | No | Multi Family | Unknown | 2014-09-08 | 1 | Non-Lead
704 Coffeen St | Watertown | 13601 | No | Unknown | Unknown | Records | 1929-05-08 | 0.75 |  |  | No | [5 empty] | Feeds 702 Coffeen St
708 Coffeen St | Watertown | 13601 | No | Copper | Unknown | Records | 1999-07-01 | 1 | Copper | Records | No | Single Family | Unknown | 1929-05-04 | 0.75 | Non-Lead
709 Coffeen St | Watertown | 13601 | No | Copper | Unknown | Records | 1999-07-01 | 1 | Copper | Records | No | Single Family | Unknown | 1999-07-29 | 0.75 | Non-Lead
713 Coffeen St | Watertown | 13601 | No | Copper | Unknown | Records | 1999-07-01 | 1 | Copper | Records | No | Single Family | Unknown | 1993-11-23 | 0.75 | Non-Lead
716-718 Coffeen St | Watertown | 13601 | No | Copper | Unknown | Records | 1999-07-01 | 1 | Copper | Records | No | Multi Family | Unknown | 1948-04-14 | 0.75 | Non-Lead
717 Coffeen St | Watertown | 13601 | No | Copper | Unknown | Records | 1999-07-01 | 1 | Copper | Records | No | Single Family | Unknown | 1960-07-29 | 0.75 | Non-Lead
721 Coffeen St | Watertown | 13601 | No | Copper | Unknown | Records | 1999-07-01 | 1 | Copper | Records | No | Single Family | Unknown | 2005-05-25 | 0.75 | Non-Lead
722 Coffeen St | Watertown | 13601 | No | Copper | Unknown | Records | 1999-07-01 | 1 | Copper | Records | No | Single Family | Unknown | 1929-09-18 | 0.75 | Non-Lead
725 Coffeen St | Watertown | 13601 | No | Copper | Unknown | Records | 1999-07-01 | 1 | Copper | Records | No | Single Family | Unknown | 1932-08-22 | 0.75 | Non-Lead
728 Coffeen St | Watertown | 13601 | No | Copper | Unknown | Records | 1999-07-01 | 1 | Copper | Records | No | Single Family | Unknown | 1948-04-22 | 0.75 | Non-Lead
731 Coffeen St | Watertown | 13601 | No | Copper | Unknown | Records | 1999-07-01 | 1 | Copper | Records | No | Multi Family | Unknown | 1937-01-11 | 0.75 | Non-Lead
732 Coffeen St | Watertown | 13601 | No | Copper | Unknown | Records | 1999-07-01 | 1 | Unknown | Records | No | Single Family | Unknown | 1915-10-15 | 0.75 | Unknown | Unknown inside Data fed off of Vanduzee St
736 Coffeen St | Watertown | 13601 | No | Copper | Unknown | Records | 1999-07-01 | 1 | Copper | Records | No | Single Family | Unknown | 1961-06-08 | 0.75 | Non-Lead | fed off of Vanduzee St
737 Coffeen St | Watertown | 13601 | No | Copper | Unknown | Records | 1999-07-01 | 1 | Copper | Records | No | Multi Family | Unknown | 1925-11-28 | 1 | Non-Lead
741 Coffeen St | Watertown | 13601 | No | Copper | Unknown | Records | 1999-07-01 | 1 | Copper | Records | No | Multi Family | Unknown | 1965-07-14 | 0.75 | Non-Lead
747 Coffeen St | Watertown | 13601 | No | Copper | Unknown | Records | 1999-07-01 | 1 | Copper | Records | No | Multi Family | Unknown | 1968-01-12 | 0.75 | Non-Lead
801 Coffeen St | Watertown | 13601 | No | Copper | Unknown | Records | 1999-07-01 | 1 | Copper | Records | No | Multi Family | Unknown | 1965-10-13 | 0.75 | Non-Lead
802 Coffeen St | Watertown | 13601 | No | Copper | Unknown | Records | 1933-01-16 | 0.75 | Unknown | Records | No | Single Family | Unknown | 1905-03-03 | 0.75 | Unknown | Unknown inside Data Fed off Vanduzee St
807 Coffeen St | Watertown | 13601 | No | Copper | Unknown | Records | 1999-07-01 | 1 | Galvanized | Records | No | Multi Family | Unknown | 1942-07-16 | 0.75 | GSLRR
808 Coffeen St | Watertown | 13601 | No | Copper | Unknown | Records | 1999-06-01 | 1 | Copper | Records | No | Single Family | Unknown | 1948-04-19 | 0.75 | Non-Lead
813 Coffeen St | Watertown | 13601 | No | Copper | Unknown | Records | 1999-06-01 | 1 | Copper | Records | No | Multi Family | Unknown | 1967-08-21 | 0.75 | Non-Lead
816 Coffeen St | Watertown | 13601 | No | Copper | Unknown | Records | 1999-06-01 | 1 | Copper | Records | No | Multi Family | Unknown | 2007-05-01 | 1 | Non-Lead
819 Coffeen St | Watertown | 13601 | No | Copper | Unknown | Records | 1999-06-01 | 1 | Copper | Records | No | Single Family | Unknown | 1934-05-01 | 0.75 | Non-Lead
824 Coffeen St | Watertown | 13601 | No | Copper | Unknown | Records | 1999-06-01 | 1 | Copper | Records | No | Single Family | Unknown | 1954-07-01 | 0.75 | Non-Lead
825 Coffeen St | Watertown | 13601 | No | Copper | Unknown | Records | 1999-06-01 | 1 | Copper | Records | No | Single Family | Unknown | 1982-09-27 | 0.75 | Non-Lead
831 Coffeen St | Watertown | 13601 | No | Copper | Unknown | Records | 1999-06-01 | 2 | Galvanized | Records | No | Other | None | 1947-10-17 | 2 | GSLRR | Kostyk Field Unknown if still Active
835 Coffeen St | Watertown | 13601 | No | Copper | Unknown | Records | 1999-06-01 | 1 | Copper | Records | No | Single Family | Unknown | 1988-10-03 | 0.75 | Non-Lead
836 Coffeen St | Watertown | 13601 | No | Copper | No | Records | 1999-06-21 | 1.5 | Copper | Records | No | Business | Unknown | 1999-06-21 | 1.5 | Non-Lead
839 Coffeen St | Watertown | 13601 | No | Copper | Unknown | Records | 1999-06-01 | 1 | Unknown |  | No | Single Family | Unknown |  | 0.75 | Unknown | Unknown inside Data
843 Coffeen St | Watertown | 13601 | No | Copper | Unknown | Records | 1999-03-01 | 1 | Copper | Records | No | Business | Unknown | 2006-11-08 | 1 | Non-Lead
848 Coffeen St | Watertown | 13601 | No | Copper | Unknown | Records | 1999-06-01 | 1 | Copper |  | No | Business | Unknown |  | 0.75 | Non-Lead | Unknown inside Data
851 Coffeen St | Watertown | 13601 | No | Copper | Unknown | Records | 1999-03-01 | 1 | Copper | Records | No | Single Family | Unknown | 1956-11-02 | 0.75 | Non-Lead
852 Coffeen St | Watertown | 13601 | No | Copper | Unknown | Records | 1999-06-01 | 1 | Copper | Records | No | Business | Unknown | 1934-11-13 | 0.75 | Non-Lead
855 Coffeen St | Watertown | 13601 | No | Copper | Unknown | Records | 1999-06-01 | 1 | Copper | Records | No | Single Family | Unknown | 1967-04-04 | 0.75 | Non-Lead
859 Coffeen St | Watertown | 13601 | No | Copper | Unknown | Records | 1999-03-01 | 1 | Galvanized |  | No | Business | Unknown |  | 0.75 | GSLRR | Unknown inside Data
861 Coffeen St | Watertown | 13601 | No | Copper | No | Records | 1999-03-01 | 1 | Copper | Records | No | Business | Unknown | 2010-06-03 | 1 | Non-Lead
863-865 Coffeen St | Watertown | 13601 | No | Copper | Unknown | Records | 2003-06-11 | 1 | Copper | Records | No | Business | Unknown | 1968-06-01 | 1 | Non-Lead | Fed off of Bellew Ave
891 Coffeen St | Watertown | 13601 | No | Copper | Unknown | Records | 1999-03-01 | 1 | Copper | Records | No | Business | Unknown | 2018-10-12 | 1 | Non-Lead
905 Coffeen St | Watertown | 13601 | No | Copper | Unknown | Records | 1996-06-06 | 0.75 | Copper | Records | No | Business | Unknown | 1996-06-06 | 0.75 | Non-Lead
917 Fairgrounds Coffeen St | Watertown | 13601 | No | Known Other | Unknown | Records | 1989-06-01 | 8
925 Coffeen St | Watertown | 13601 | No | Copper | Unknown | Records | 1999-11-01 | 1 |  |  | No | Multi Family | Unknown |  | 0.75 |  | Unknown inside Data
933 Coffeen St | Watertown | 13601 | No | Copper | Unknown | Records | 1998-11-01 | 1 | Copper | Records | No | Multi Family | Unknown | 1999-10-29 | 1 | Non-Lead
937 Coffeen St | Watertown | 13601 | No | Copper | Unknown | Records | 1998-11-01 | 1 | Copper | Records | No | Single Family | Unknown | 1951-05-01 | 0.75 | Non-Lead
941 Coffeen St | Watertown | 13601 | No | Copper | Unknown | Records | 1998-11-01 | 1 | [8 empty] | Demolished Unknown termination point
Coffeen St 801 Bldg 615 Coffeen St | Watertown | 13601 | No | Copper | No | Records | 1987-06-01 | 1.5 | Copper | Records | No | Multi Family | Unknown | 1987-06-01 | 1.5 | Non-Lead
Coffeen St 801 Bldg 647 Coffeen St | Watertown | 13601 | No | Copper | No | Records | 1987-06-01 | 1.5 | Copper | Records | No | Multi Family | Unknown | 1987-06-01 | 1.5 | Non-Lead
College Heights Bldg 426 Coffeen St | Watertown | 13601 | No | Copper | No | Records | 1966-12-20 | 2 | Copper | Records | No | Multi Family | Unknown | 1966-12-20 | 2 | Non-Lead
College Heights Bldg 432 & 434 Coffeen St | Watertown | 13601 | No | Copper | Unknown | Records | 1966-12-20 | 2 | Copper | Records | No | Multi Family | Unknown | 1966-12-20 | 2 | Non-Lead
JCC Coffeen St | Watertown | 13601 | No | Known Other | No | Records | 1964-06-01 | 8 | Known Other | Records | No | School Childcare | Unknown | 1964-06-01 | 4 | Non-Lead
Kostyk Field Coffeen St | Watertown | 13601 | No | Copper | Unknown | Records | 1999-06-01 | 2 | Galvanized | Records | No | Other | None | 1947-10-17 | 2 | GSLRR | Unknown if still Active
Ontario Village Bldg 1261 Coffeen St | Watertown | 13601 | No | Copper | No | Records | 1987-06-01 | 1.5 | Copper | Records | No | Multi Family | Unknown | 1987-06-01 | 1.5 | Non-Lead
Ontario Village Bldg 1265 Coffeen St | Watertown | 13601 | No | Copper | No | Records | 1987-06-01 | 1.5 | Copper | Records | No | Multi Family | Unknown | 1987-06-01 | 1.5 | Non-Lead
Ontario Village Bldg 1269 Coffeen St | Watertown | 13601 | No | Copper | No | Records | 1986-06-01 | 1.5 | Copper | Records | No | Multi Family | Unknown | 1987-06-01 | 1.5 | Non-Lead
Parrish Oil ( believed to be 1279 now ) Coffeen St | Watertown | 13601 | No | Copper | No | Records | 1972-04-18 | 1 | Copper | Records | No | Business | Unknown | 1972-04-18 | 1 | Non-Lead
Private Line Coffeen St | Watertown | 13601 | No | Copper | Unknown | Records | 1999-06-01 | 1 | [8 empty] | 1" steel feeding N Meadow st Cul-de-sac
Stub Coffeen at Kendall Coffeen St | Watertown | 13601 | No | Copper | No | Records | 1998-06-01 | 2 | [8 empty] | Stub for future use
Stub West of 1003 Coffeen St | Watertown | 13601 | No | Copper | No | Records | 1998-11-01 | 1 | Copper | Records | No | Business | Unknown | 2003-07-31 | 1 | Non-Lead
Vacant Lot East of 636 Coffeen St | Watertown | 13601 | No | Copper | No | Records | 1999-08-01 | 1
Vacant Lot West of 419 Originally 423 Coffeen St | Watertown | 13601 | No | Copper | No | Records | 1999-10-01 | 1
114 Coleman Ave | Watertown | 13601 | No | Copper | Unknown | Records | 1947-08-15 | 0.75 | [8 empty] | demolished Unknown termination point
122 Coleman Ave | Watertown | 13601 | No | Copper | Unknown | Records | 1947-08-15 | 0.75 | [8 empty] | demolished unknown termination point
123 Coleman Ave | Watertown | 13601 | No | Copper | No | Records | 1975-09-19 | 1.5 | Copper | Records | No | Business | Unknown | 1975-09-19 | 1.5 | Non-Lead
126 Coleman Ave | Watertown | 13601 | No | Copper | Unknown | Records | 1947-08-18 | 0.75 | [8 empty] | demolished unknown termination point
132 Coleman Ave | Watertown | 13601 | No | Copper | Unknown | Records | 1947-08-15 | 0.75 | [8 empty] | Demolished unknown termination point
136 Coleman Ave | Watertown | 13601 | No | Copper | Unknown | Records | 1966-08-25 | 0.75 | [8 empty] | Demolished Unknown termination point
139 Coleman Ave | Watertown | 13601 | No | Copper | Unknown | Records | 1963-09-23 | 0.75 | Copper | Records | No | Single Family | Unknown | 1963-09-23 | 0.75 | Non-Lead
140 Coleman Ave | Watertown | 13601 | No | Copper | Unknown | Records | 1947-08-15 | 0.75 | [8 empty] | Demolished Unknown termination point
143 Coleman Ave | Watertown | 13601 | No | Copper | Unknown | Records | 1963-06-12 | 0.75 | Copper | Records | No | Multi Family | Unknown | 1963-06-12 | 0.75 | Non-Lead
146 Coleman Ave | Watertown | 13601 | No | Copper | Unknown | Records | 1947-08-15 | 0.75 | [8 empty] | Demolished Unknown termination point
149 Coleman Ave | Watertown | 13601 | No | Copper | Unknown | Records | 1957-06-11 | 0.75 | Copper | Records | No | Single Family | Unknown | 1957-06-11 | 0.75 | Non-Lead
152 Coleman Ave | Watertown | 13601 | No | Copper | Unknown | Records | 1947-08-15 | 0.75 | [8 empty] | Demolished Unknown termination point
153 Coleman Ave | Watertown | 13601 | No | Copper | No | Records | 1987-05-08 | 1 | Copper | Records | No | Business | Unknown | 1987-05-08 | 1 | Non-Lead
155 Coleman Ave | Watertown | 13601 | No | Copper | No | Records | 1987-05-08 | 1 | Copper | Records | No | Business | Unknown | 1987-05-08 | 1 | Non-Lead
161 Coleman Ave | Watertown | 13601 | No | Copper | No | Records | 1987-05-27 | 0.75 | Copper | Records | No | Business | Unknown | 1987-05-08 | 0.75 | Non-Lead
165 Coleman Ave | Watertown | 13601 | No | Copper | No | Records | 1987-07-16 | 1.5 | Copper | Records | No | Business | Unknown | 1987-07-16 | 1.5 | Non-Lead
Nichols Plaza Coleman Ave | Watertown | 13601 | No | Known Other | No | Records | 1974-10-21 | 6 | Known Other | Records | No | Business | Unknown | 1974-10-21 | 6 | Non-Lead
426 College Hts | Watertown | 13601 | No | Copper | Unknown | Records | 1966-12-20 | 2 | Copper | Records | No | Multi Family | Unknown | 1966-12-20 | 2 | Non-Lead
434 College Hts | Watertown | 13601 | No | Copper |  | Records | 1966-12-20 | 2 | Copper | Records | No | Multi Family | Unknown | 1966-12-20 | 2
110 Colorado Ave | Watertown | 13601 | No | Copper | Unknown | Records | 2008-11-08 | 1 | Copper | Records | No | Single Family | Unknown | 2008-10-07 | 1 | Non-Lead
114 Colorado Ave | Watertown | 13601 | No | Copper | Unknown | Records | 2011-08-24 | 1 | Copper | Records | No | Single Family | Unknown | 2011-08-24 | 1 | Non-Lead
115 Colorado Ave | Watertown | 13601 | No | Copper | Unknown | Records | 1950-04-10 | 1 | Copper | Records | No | Single Family | Unknown | 1950-04-10 | 1 | Non-Lead
118 Colorado Ave | Watertown | 13601 | No | Copper | Unknown | Records | 1933-09-18 | 0.75 | Copper | Records | No | Single Family | Unknown | 1933-09-18 | 0.75 | Non-Lead
119 Colorado Ave | Watertown | 13601 | No | Copper | Yes | Records | 2020-06-03 | 0.75 | Copper | Records | No | Single Family | Unknown | 2020-06-03 | 0.75 | Non-Lead | Lead replacement program
122 Colorado Ave | Watertown | 13601 | No | Copper | Unknown | Records | 1945-06-22 | 0.75 | Copper | Records | No | Single Family | Unknown | 1945-06-22 | 0.75 | Non-Lead
123 Colorado Ave | Watertown | 13601 | No | Copper | Yes | Records | 2020-09-10 | 0.75 | Copper | Records | No | Single Family | Unknown | 2020-09-10 | 0.75 | Non-Lead | Lead replacement program
126 Colorado Ave | Watertown | 13601 | No | Copper | Unknown | Records | 1954-09-20 | 0.75 | Copper | Records | No | Single Family | Unknown | 1954-09-20 | 0.75 | Non-Lead
127 Colorado Ave | Watertown | 13601 | No | Copper | Unknown | Records | 1960-11-15 | 0.75 | Copper | Records | No | Single Family | Unknown | 1960-11-15 | 0.75 | Non-Lead
130 Colorado Ave | Watertown | 13601 | No | Copper | Unknown | Records | 1934-10-15 | 0.75 | Copper | Records | No | Single Family | Unknown | 1934-10-15 | 0.75 | Non-Lead
134 Colorado Ave | Watertown | 13601 | No | Copper | Unknown | Records | 1926-09-23 | 0.75 | Copper | Records | No | Single Family | Unknown | 1940-10-16 | 0.75 | Non-Lead
135 Colorado Ave | Watertown | 13601 | No | Copper | Unknown | Records | 1933-10-21 | 0.75 | Copper | Records | No | Single Family | Unknown | 1933-10-21 | 0.75 | Non-Lead
136 Colorado Ave | Watertown | 13601 | No | Copper | Unknown | Records | 2007-08-06 | 0.75 | Copper | Records | No | Single Family | Unknown | 1933-01-07 | 0.75 | Non-Lead
139-141 Colorado Ave | Watertown | 13601 | No | Copper | Unknown | Records | 1951-12-06 | 0.75 | Copper | Records | No | Multi Family | Unknown | 1951-12-05 | 0.75 | Non-Lead
202 Colorado Ave | Watertown | 13601 | No | Copper | Unknown | Records | 1928-11-20 | 0.75 | Copper | Records | No | Single Family | Unknown | 1928-11-21 | 0.75 | Non-Lead
203-205 Colorado Ave | Watertown | 13601 | No | Copper | Yes | Records | 2020-07-23 | 0.75 | Copper | Records | No | Multi Family | Unknown | 2020-07-23 | 0.75 | Non-Lead | Lead Replacement program
206 Colorado Ave | Watertown | 13601 | No | Copper | Unknown | Records | 1994-08-15 | 0.75 | Copper | Records | No | Single Family | Unknown | 1994-08-15 | 0.75 | Non-Lead
207 Colorado Ave | Watertown | 13601 | No | Copper | Yes | Records | 2020-08-24 | 0.75 | Copper | Records | No | Single Family | Unknown | 2020-08-24 | 0.75 | Non-Lead
210 Colorado Ave | Watertown | 13601 | No | Copper | Unknown | Records | 2003-06-05 | 0.75 | Copper | Records | No | Single Family | Unknown | 2008-04-29 | 0.75 | Non-Lead
211 Colorado Ave | Watertown | 13601 | No | Copper | Yes | Records | 2020-10-01 | 0.75 | Copper | Records | No | Single Family | Unknown | 2020-10-01 | 0.75 | Non-Lead | Lead Replacement Program
213 Colorado Ave | Watertown | 13601 | No | Copper | No | Records | 1960-08-09 | 0.75 | Copper | Records | No | Single Family | Unknown | 1960-08-09 | 0.75 | Non-Lead
214 Colorado Ave | Watertown | 13601 | No | Copper | Unknown | Records | 1970-04-27 | 0.75 | Copper | Records | No | Single Family | Unknown | 1970-04-27 | 0.75 | Non-Lead
216 Colorado Ave | Watertown | 13601 | No | Copper | No | Records | 1965-05-12 | 0.75 | Copper | Records | No | Single Family | Unknown | 1965-05-12 | 0.75 | Non-Lead
217 Colorado Ave | Watertown | 13601 | No | Copper | Unknown | Records | 2014-04-24 | 0.75 | Copper | Records | No | Single Family | Unknown | 1967-08-03 | 0.75 | Non-Lead
220 Colorado Ave | Watertown | 13601 | No | Copper | Unknown | Records | 1977-07-26 | 0.75 | Copper | Records | No | Single Family | Unknown | 1977-07-26 | 0.75 | Non-Lead
224 Colorado Ave | Watertown | 13601 | No | Copper | Unknown | Records | 1935-06-28 | 0.75 | Copper | Records | No | Single Family | Unknown | 1935-06-28 | 0.75 | Non-Lead
225 Colorado Ave | Watertown | 13601 | No | Copper | Unknown | Records | 1937-04-12 | 0.75 | Copper | Records | No | Single Family | Unknown | 1951-07-30 | 0.75 | Non-Lead
228 Colorado Ave | Watertown | 13601 | No | Copper | Unknown | Records | 1937-05-13 | 0.75 | Copper | Records | No | Single Family | Unknown | 1994-06-23 | 0.75 | Non-Lead
233 Colorado Ave | Watertown | 13601 | No | Copper | Unknown | Records | 1937-05-13 | 0.75 | [8 empty] | Demolished unknown termination point
235 Colorado Ave | Watertown | 13601 | No | Copper | Unknown | Records | 1937-05-12 | 0.75 | Galvanized | Records | No | Single Family | Unknown | 1951-06-25 | 0.75 | GSLRR | Unknown inside Data
236 Colorado Ave | Watertown | 13601 | No | Copper | No | Records | 1950-08-14 | 0.75 | Copper | Records | No | Single Family | Unknown | 1950-08-14 | 0.75 | Non-Lead
239 Colorado Ave | Watertown | 13601 | No | Copper | No | Records | 1957-10-09 | 0.75 | Copper | Records | No | Single Family | Unknown | 1957-10-09 | 0.75 | Non-Lead
240 Colorado Ave | Watertown | 13601 | No | Copper | No | Records | 1949-11-11 | 0.75 | Copper | Records | No | Single Family | Unknown | 1949-11-11 | 0.75 | Non-Lead
241 Colorado Ave | Watertown | 13601 | No | Copper | No | Records | 1938-06-27 | 0.75 | Copper | Records | No | Single Family | Unknown | 1938-06-27 | 0.75 | Non-Lead
316 Colorado Ave N | Watertown | 13601 | No | Copper | Unknown | Records | 1988-04-29 | 1 | Copper | Records | No | Multi Family | Unknown | 1988-04-29 | 1 | Non-Lead
320 Colorado Ave N | Watertown | 13601 | No | Copper | Unknown | Records | 1996-10-31 | 1 | Copper | Records | No | Single Family | Unknown | 1949-03-21 | 0.75 | Non-Lead
328 Colorado Ave N | Watertown | 13601 | No | Copper | Unknown | Records | 1993-06-11 | 1 | Copper | Records | No | Single Family | Unknown | 1940-11-07 | 0.75 | Non-Lead
329 Colorado Ave N | Watertown | 13601 | No | Copper | Unknown | Records | 1993-06-01 | 1 | Copper | Records | No | Single Family | Unknown | 1964-06-25 | 0.75 | Non-Lead
332 Colorado Ave N | Watertown | 13601 | No | Copper | Unknown | Records | 1993-06-01 | 1 | Copper | Records | No | Single Family | Unknown | 1979-03-05 | 0.75 | Non-Lead
336 Colorado Ave N | Watertown | 13601 | No | Copper | Unknown | Records | 1993-06-01 | 1 | Copper | Records | No | Single Family | Unknown | 1959-07-27 | 0.75 | Non-Lead
337 Colorado Ave N | Watertown | 13601 | No | Copper | Unknown | Records | 1993-06-01 | 1 | Copper | Records | No | Single Family | Unknown | 1937-12-03 | 0.75 | Non-Lead
341-345 Colorado Ave N | Watertown | 13601 | No | Copper | Unknown | Records | 1993-06-01 | 1 | Copper | Records | No | Multi Family | Unknown | 1969-04-29 | 0.75 | Non-Lead
344 Colorado Ave N | Watertown | 13601 | No | Copper | Unknown | Records | 1993-06-01 | 1 |  |  | No | Single Family | Unknown |  | 0.75 |  | Unknown inside Data
348 Colorado Ave N | Watertown | 13601 | No | Copper | Unknown | Records | 1996-06-01 | 1 | Copper | Records | No | Single Family | Unknown | 1952-09-22 | 0.75 | Non-Lead
351 Colorado Ave N | Watertown | 13601 | No | Copper | Unknown | Records | 1993-06-01 | 1 | Copper | Records | No | Single Family | Unknown | 1950-06-21 | 0.75 | Non-Lead
352 Colorado Ave N | Watertown | 13601 | No | Copper | Unknown | Records | 1993-06-01 | 1 |  |  | No | Single Family | Unknown |  | 0.75
354 Colorado Ave N | Watertown | 13601 | No | Copper | Unknown | Records | 1993-06-01 | 1 | Copper | Records | No | Multi Family | Unknown | 1961-04-22 | 0.75 | Non-Lead
354-356 Colorado Ave N | Watertown | 13601 | No | Copper | Unknown | Records | 1993-06-01 | 1 | Copper | Records | No | Multi Family | Unknown | 1961-04-22 | 0.75 | Non-Lead
355 Colorado Ave N | Watertown | 13601 | No | Copper | Unknown | Records | 1993-06-01 | 1 | Copper | Records | No | Single Family | Unknown | 1946-06-26 | 0.75 | Non-Lead
356 Colorado Ave N | Watertown | 13601 | No | Copper | Unknown | Records | 1993-06-01 | 1 | Copper | Records | No | Multi Family | Unknown | 1961-04-22 | 0.75 | Non-Lead
359 Colorado Ave N | Watertown | 13601 | No | Copper | Unknown | Records | 1993-06-01 | 1 | Copper | Records | No | Single Family | Unknown | 1946-06-26 | 0.75 | Non-Lead
363 Colorado Ave N | Watertown | 13601 | No | Copper | Unknown | Records | 1993-06-01 | 1 | Copper | Records | No | Single Family | Unknown | 1949-07-05 | 0.75 | Non-Lead
364 Colorado Ave N | Watertown | 13601 | No | Copper | Unknown | Records | 1993-06-25 | 1 | Copper | Records | No | Business | Unknown | 1993-06-25 | 1 | Non-Lead
368 Colorado Ave N | Watertown | 13601 | No | Copper | Unknown | Records | 1993-06-22 | 1 | Copper | Records | No | Single Family | Unknown | 1993-06-22 | 1 | Non-Lead
369 Colorado Ave N | Watertown | 13601 | No | Copper | Unknown | Records | 1993-06-01 | 1 | Copper | Records | No | Single Family | Unknown | 1957-10-09 | 0.75 | Non-Lead
371 Colorado Ave N | Watertown | 13601 | No | Copper | Unknown | Records | 1993-06-01 | 1 | Copper | Records | No | Single Family | Unknown | 1954-08-30 | 0.75 | Non-Lead
375 Colorado Ave N | Watertown | 13601 | No | Copper | Unknown | Records | 1993-06-01 | 1 | Copper | Records | No | Single Family | Unknown | 2011-10-28 | 1 | Non-Lead
376 Colorado Ave N | Watertown | 13601 | No | Copper | Unknown | Records | 1996-06-01 | 1 | Copper | Records | No | Single Family | Unknown | 1941-06-26 | 0.75 | Non-Lead
383 Colorado Ave N | Watertown | 13601 | No | Copper | Unknown | Records | 1993-06-01 | 1 | Copper | Records | No | Single Family | Unknown | 1932-11-17 | 0.75 | Non-Lead
384 Colorado Ave N | Watertown | 13601 | No | Copper | No | Records | 1993-06-01 | 1 | Copper | Records | No | Single Family | Unknown | 1995-03-24 | 0.75 | Non-Lead
393 Colorado Ave N | Watertown | 13601 | No | Copper | Unknown | Records | 1993-06-01 | 1 |  |  | No | Single Family | Unknown |  | 0.75 |  | Unknown inside Data
399 Colorado Ave N | Watertown | 13601 | No | Copper | Unknown | Records | 1993-06-01 | 1 | Copper | Records | No | Single Family | Unknown | 1992-10-06 | 1 | Non-Lead
1205-1207 Columbia St | Watertown | 13601 | No | Copper | Unknown | Records | 1953-08-24 | 0.75 | [8 empty] | Demolished Unknown termination point
1308-1310 Columbia St | Watertown | 13601 | No | Copper | Unknown | Records | 1997-06-01 | 1 | Copper | Records | No | Multi Family | Unknown | 1933-04-07 | 0.75 | Non-Lead | Fed off of Michigan Ave
1309 Columbia St | Watertown | 13601 | No | Copper | Unknown | Records | 1996-09-01 | 1 | Copper | Records | No | Single Family | Unknown | 1989-04-14 | 1 | Non-Lead | Fed off of Michigan Ave
1410 Columbia St | Watertown | 13601 | No | Copper | Unknown | Records | 1926-06-09 | 0.75 | Copper | Records | No | Single Family | Unknown | 1972-09-29 | 0.75 | Non-Lead
1513-1515 Columbia St | Watertown | 13601 | No | Copper | No | Records | 1996-09-19 | 1 | Copper | Records | No | Multi Family | Unknown | 1960-10-18 | 0.75 | Non-Lead
1514 Columbia St | Watertown | 13601 | No | Copper | No | Records | 1996-09-19 | 1 | Copper | Records | No | Single Family | Unknown | 1964-10-15 | 0.75 | Non-Lead
1520 Columbia St | Watertown | 13601 | No | Copper | Unknown | Records | 1996-09-19 | 1 | Copper | Records | No | Single Family | Unknown | 1996-09-18 | 1 | Non-Lead
1523 Columbia St | Watertown | 13601 | No | Copper | Unknown | Records | 1996-09-19 | 1 | Copper | Records | No | Single Family | Unknown | 1954-05-26 | 1 | Non-Lead
1540 Columbia St | Watertown | 13601 | No | Copper | No | Records | 1998-08-05 | 1 | Copper | Records | No | Single Family | Unknown | 1972-11-13 | 0.75 | Non-Lead
1545 Columbia St | Watertown | 13601 | No | Copper | No | Records | 1998-08-05 | 1 | Copper | Records | No | Single Family | Unknown | 1980-04-28 | 1 | Non-Lead
1548 Columbia St | Watertown | 13601 | No | Copper | Unknown | Records | 1998-08-05 | 1 | Copper | Records | No | Single Family | Unknown | 1946-11-06 | 0.75 | Non-Lead
1551 Columbia St | Watertown | 13601 | No | Copper | Unknown | Records | 1967-05-23 | 0.75 | Copper | Records | No | Single Family | Unknown | 1967-05-23 | 0.75 | Non-Lead
1601 Columbia St | Watertown | 13601 | No | Copper | No | Records | 2003-07-16 | 1 |  |  | No | Single Family | Unknown | 2003-07-16 |  |  | Unknown inside Data
1605 Columbia St | Watertown | 13601 | No | Copper | Unknown | Records | 2000-04-06 | 0.75 | Copper | Records | No | Single Family | Unknown | 2000-04-06 | 0.75 | Non-Lead
1611 Columbia St | Watertown | 13601 | No | Copper | Unknown | Records | 1949-04-22 | 0.75 | Copper | Records | No | Single Family | Unknown | 1949-04-22 | 0.75 | Non-Lead
1617 Columbia St | Watertown | 13601 | No | Copper | No | Records | 1954-05-17 | 0.75 | Copper | Records | No | Single Family | Unknown | 1954-05-17 | 0.75 | Non-Lead
1633 Columbia St | Watertown | 13601 | No | Copper | No | Records | 1951-04-10 | 0.75 | Copper | Records | No | Single Family | Unknown | 1951-04-10 | 0.75 | Non-Lead
1641 Columbia St | Watertown | 13601 | No | Copper | No | Records | 1956-09-18 | 0.75 | Copper | Records | No | Single Family | Unknown | 1956-09-18 | 0.75 | Non-Lead
1645 Columbia St | Watertown | 13601 | No | Copper | No | Records | 1955-12-10 | 0.75 | Copper | Records | No | Single Family | Unknown | 1955-12-10 | 0.75 | Non-Lead
155 Commerce Park Dr | Watertown | 13601 | No | Known Other | No | Records | 2006-11-13 | 8 |  |  | No | Business | Unknown |  |  |  | Installed by contractor
1120 Commerce Park Dr E | Watertown | 13601 | No | Copper | No | Records | 2014-09-04 | 1.5 | Copper | Records | No | Business | Unknown | 2014-09-04 | 1.5 | Non-Lead
1131 Commerce Park Dr E | Watertown | 13601 | No | Copper | No | Records | 1998-10-13 | 1.5 | Copper | Records | No | Business | Unknown | 1998-10-13 | 1.5 | Non-Lead
1180 Commerce Park Dr E | Watertown | 13601 | No | Copper | No | Records | 1999-11-01 | 2 | Copper | Records | No | Business | Unknown | 1999-11-01 | 2 | Non-Lead
Taps and Ties Commerce Park Dr E | Watertown | 13601 | No | Known Other | No | Records | 1990-07-02 | 8 |  |  | No | Business | Unknown
178 Conger Ave | Watertown | 13601 | No | Copper | No | Records | 1986-08-05 | 0.75 | Galvanized | Records | No | Single Family | Unknown | 1953-05-12 | 0.75 | Non-Lead
179 Conger Ave | Watertown | 13601 | No | Copper | No | Records | 1986-10-07 | 0.75 | Copper | Records | No | Single Family | Unknown | 1986-10-07 | 0.75 | Non-Lead
180 Conger Ave | Watertown | 13601 | No | Copper | Unknown | Records | 1986-08-04 | 0.75 | Copper | Records | No | Multi Family | Unknown | 1966-05-25 | 0.75 | Non-Lead
181 Conger Ave | Watertown | 13601 | No | Copper | Unknown | Records | 1986-07-30 | 0.75 | Copper | Records | No | Single Family | Unknown | 1975-10-17 | 0.75 | Non-Lead | Fed off of Emmett St between 853-849
182 Conger Ave | Watertown | 13601 | No | Copper | No | Records | 1986-08-05 | 0.75 | [8 empty] | Stubbed for future use
183 Conger Ave | Watertown | 13601 | No | Copper | No | Records | 1986-08-05 | 0.75 | Copper | Records | No | Single Family | Unknown | 1986-08-05 | 0.75 | Non-Lead
185 Conger Ave | Watertown | 13601 | No | Copper | Unknown | Records | 1986-08-06 | 0.75 | Galvanized | Records | No | Single Family | Unknown | 1957-06-01 | 0.75 | GSLRR | Unknown inside Data
187 Conger Ave | Watertown | 13601 | No | Copper | Unknown | Records | 1986-08-06 | 0.75 | Copper | Records | No | Single Family | Unknown | 1992-01-29 | 0.75 | Non-Lead
190 Conger Ave | Watertown | 13601 | No | Copper | No | Records | 1974-11-15 | 0.75 | Copper | Records | No | Single Family | Unknown | 1974-11-15 | 0.75 | Non-Lead
191 Conger Ave | Watertown | 13601 | No | Copper | Unknown | Records | 1986-08-08 | 0.75 | Galvanized | Records | No | Single Family | Unknown | 1920-06-01 | 0.75 | GSLRR | Unknown Data
Vacant Lot Feeds 179 Conger Ave | Watertown | 13601 | No | Copper | No | Records | 1986-08-04 | 0.75 | Copper | Records | No | Single Family | Unknown | 1986-08-04 | 0.75 | Non-Lead
Vacant Lot to Right of 191 Conger Ave | Watertown | 13601 | No | Copper | No | Records | 1986-08-06 | 0.75 | [8 empty] | Stubbed for future use
507 Cooper St | Watertown | 13601 | No | Copper | Unknown | Records | 1935-06-18 | 0.75 | [8 empty] | Demolished 3/4" copper Hot Main to C/S
508-510-512 Cooper St | Watertown | 13601 | No | Copper | Unknown | Records | 1935-06-18 | 0.75 | Copper | Records | No | Multi Family | Unknown | 1935-06-26 | 0.75 | Non-Lead
511 Cooper St | Watertown | 13601 | No | Copper | Unknown | Records | 1935-06-18 | 0.75 |  |  | No | Single Family | Unknown |  |  |  | Unknown inside Data
514-516 Cooper St | Watertown | 13601 | No | Copper | Unknown | Records | 1935-05-22 | 0.75 | Copper | Records | No | Multi Family | Unknown | 1935-05-22 | 0.75 | Non-Lead
515 Cooper St | Watertown | 13601 | No | Copper | Unknown | Records | 1935-05-22 | 0.75 | Copper | Records | No | Multi Family | Unknown | 2001-08-28 | 0.75 | Non-Lead
535-537 Cooper St | Watertown | 13601 | No | Copper | Unknown | Records | 1935-06-26 | 0.75 |  |  | No | Multi Family | Unknown |  |  |  | Unknown inside and out Data
536 Cooper St | Watertown | 13601 | No | Copper | Unknown | Records | 1935-06-26 | 0.75 | Copper | Records | No | Single Family | Unknown | 1935-06-27 | 0.75 | Non-Lead
540 Cooper St | Watertown | 13601 | No | Copper | Unknown | Records | 1935-05-22 | 0.75 |  |  | No | Single Family | Unknown | 1912-05-09 |  |  | Unknown inside Data
542 Cooper St | Watertown | 13601 | No | Copper | Unknown | Records | 1935-06-26 | 0.75 | Copper | Records | No | Multi Family | Unknown | 1935-07-01 | 0.75 | Non-Lead
544-546 Cooper St | Watertown | 13601 | No | Copper | Unknown | Records | 1952-05-13 | 0.75 | Copper | Records | No | Multi Family | Unknown | 1952-05-13 | 0.75 | Non-Lead | Fed off of W Lynde St
609-611 Cooper St | Watertown | 13601 | No | Copper | Unknown | Records | 1935-07-05 | 0.75 | Copper | Records | No | Multi Family | Unknown | 2007-12-04 | 0.75 | Non-Lead
610 Cooper St | Watertown | 13601 | No |  | Unknown |  |  | 0.75 |  |  |  | Single Family | Unknown |  |  |  | Unknown inside and outside Data
615 Cooper St | Watertown | 13601 | No | Copper | Unknown | Records | 1935-05-22 | 0.75 |  |  | No | Single Family | Unknown |  | 0.75 |  | Unknown inside Data
616 Cooper St | Watertown | 13601 | No | Copper | Unknown | Records | 1935-07-10 | 0.75 | Copper | Records | No | Single Family | Unknown | 1935-07-15 | 0.75 | Non-Lead
618 Cooper St | Watertown | 13601 | No | Copper | Unknown | Records | 1935-05-22 | 0.75 | Copper | Records | No | Multi Family | Unknown | 1950-11-16 | 0.75 | Non-Lead
619 Cooper St | Watertown | 13601 | No | Copper | Unknown | Records | 1935-07-10 | 0.75 | Copper | Records | No | Single Family | Unknown | 1947-10-06 | 0.75 | Non-Lead
622 Cooper St | Watertown | 13601 | No | Copper | Unknown | Records | 1935-05-22 | 0.75 | Copper | Records | No | Single Family | Unknown | 2015-09-14 | 0.75 | Non-Lead
623 Cooper St | Watertown | 13601 | No | Copper | Unknown | Records | 1935-05-22 | 0.75 | Copper | Records | No | Single Family | Unknown | 1935-06-23 | 0.75 | Non-Lead
627-629 Cooper St | Watertown | 13601 | No | Copper | Unknown | Records | 1935-07-10 | 0.75 | Copper | Records | No | Multi Family | Unknown | 1933-06-21 | 0.75 | Non-Lead
628 Cooper St | Watertown | 13601 | No | Copper | Unknown | Records | 1935-05-22 | 0.75 | Copper | Records | No | Single Family | Unknown | 1935-06-06 | 0.75 | Non-Lead
633 Cooper St | Watertown | 13601 | No | Copper | Unknown | Records | 1935-07-10 | 0.75 | Copper | Records | No | Single Family | Unknown | 2005-12-27 | 1 | Non-Lead
636 Cooper St | Watertown | 13601 | No | Copper | Unknown | Records | 1935-05-22 | 0.75 | Copper | Records | No | Multi Family | Unknown | 1930-07-23 | 0.75 | Non-Lead
639 Cooper St | Watertown | 13601 | No | Copper | Unknown | Records | 1930-07-22 | 0.75 |  |  | No | Single Family | Unknown |  | 0.75 |  | Unknown inside Data
640 Cooper St | Watertown | 13601 | No | Copper | Unknown | Records | 1935-07-10 | 0.75 | Copper | Records | No | Single Family | Unknown | 1935-07-15 | 0.75 | Non-Lead
641 Cooper St | Watertown | 13601 | No | Copper | Unknown | Records | 1935-07-12 | 0.75 | Copper | Records | No | Multi Family | Unknown | 1928-06-19 | 0.75 | Non-Lead
642 Cooper St | Watertown | 13601 | No | Copper | Unknown | Records | 1935-07-12 | 0.75 | Copper | Records | No | Single Family | Unknown | 1935-07-12 | 0.75 | Non-Lead
643 Cooper St | Watertown | 13601 | No | Copper | Unknown | Records | 1935-05-22 | 0.75 | Copper | Records | No | Multi Family | Unknown | 1972-11-13 | 0.75 | Non-Lead
646 Cooper St | Watertown | 13601 | No | Copper | Unknown | Records | 1935-07-18 | 0.75 | Copper | Records | No | Single Family | Unknown | 1935-07-18 | 0.75 | Non-Lead
647 Cooper St | Watertown | 13601 | No | Copper | Unknown | Records | 1935-05-22 | 0.75 | Copper | Records | No | Single Family | Unknown | 1935-07-10 | 0.75 | Non-Lead
650 Cooper St | Watertown | 13601 | No | Copper | Unknown | Records | 1935-07-18 | 0.75 | Copper | Records | No | Single Family | Unknown | 1965-08-11 | 0.75 | Non-Lead
651 Cooper St | Watertown | 13601 | No | Copper | Unknown | Records | 1935-05-22 | 0.75 | Copper | Records | No | Single Family | Unknown | 1936-06-02 | 0.75 | Non-Lead
654 Cooper St | Watertown | 13601 | No | Copper | Unknown | Records | 1931-04-08 | 0.75 | Copper | Records | No | Single Family | Unknown | 1931-04-08 | 0.75 | Non-Lead
655 Cooper St | Watertown | 13601 | No | Copper | Unknown | Records | 1935-07-22 | 0.75 |  |  | No | Single Family | Unknown |  |  |  | Unknown inside Data
656 Cooper St | Watertown | 13601 | No | Copper | Unknown | Records | 1935-05-22 | 0.75 | Copper | Records | No | Single Family | Unknown | 1931-04-10 | 0.75 | Non-Lead
659 Cooper St | Watertown | 13601 | No | Copper | Unknown | Records | 1935-05-22 | 0.75 | Copper | Records | No | Single Family | Unknown | 1967-04-17 | 0.75 | Non-Lead
660 Cooper St | Watertown | 13601 | No | Copper | Unknown | Records | 1935-03-19 | 0.75 | Copper | Records | No | Single Family | Unknown | 1951-10-28 | 0.75 | Non-Lead | 3/4 Copper inside renewed by Plumber 10/28/1951
664 Cooper St | Watertown | 13601 | No | Copper | Unknown | Records | 1950-10-27 | 0.75 | Copper | Records | No | Single Family | Unknown | 1950-10-27 | 0.75 | Non-Lead
665 Cooper St | Watertown | 13601 | No | Copper | Unknown | Records | 1935-05-22 | 0.75 | Copper | Records | No | Multi Family | Unknown | 1935-07-16 | 0.75 | Non-Lead
666-668 Cooper St | Watertown | 13601 | No | Copper | Unknown | Records | 1929-07-10 | 0.75 | Copper | Records | No | Multi Family | Unknown | 1929-07-12 | 0.75 | Non-Lead
667-669 Cooper St | Watertown | 13601 | No | Copper | Unknown | Records | 1933-09-06 | 0.75 | Copper | Records | No | Multi Family | Unknown | 1933-09-06 | 0.75 | Non-Lead
670-672 Cooper St | Watertown | 13601 | No | Copper | Unknown | Records | 1935-05-22 | 0.75 |  |  | No | Multi Family | Unknown |  |  |  | Unknown inside Data
673 Cooper St | Watertown | 13601 | No | Copper | Unknown | Records | 1935-05-22 | 0.75 | Copper | Records | No | Single Family | Unknown | 1976-01-24 | 0.75 | Non-Lead
675 Cooper St | Watertown | 13601 | No | Copper | Unknown | Records | 1930-08-18 | 0.75 | Copper | Records | No | Single Family | Unknown | 1987-06-08 | 0.75 | Non-Lead
678 Cooper St | Watertown | 13601 | No | Copper | Unknown | Records | 1935-07-22 | 0.75 | Copper | Records | No | Multi Family | Unknown | 1935-07-23 | 0.75 | Non-Lead
679 Cooper St | Watertown | 13601 | No | Copper | Unknown | Records | 1935-07-24 | 0.75 |  |  | No | Single Family | Unknown |  |  |  | Unknown inside Data
702 Cooper St | Watertown | 13601 | No | Copper | Unknown | Records | 1936-12-30 | 0.75 | Copper | Records | No | Single Family | Unknown | 1945-09-08 | 0.75 | Non-Lead
703 Cooper St | Watertown | 13601 | No | Copper | Unknown | Records | 1936-12-09 | 0.75 | Copper | Customer | No | Single Family | None |  | 0.75 | Non-Lead | Customer verified 3/4 copper inside unknown date install
706 Cooper St | Watertown | 13601 | No | Copper | Unknown | Records | 1936-12-09 | 0.75 | Copper | Records | No | Single Family | Unknown | 1957-08-21 | 0.75 | Non-Lead
707 Cooper St | Watertown | 13601 | No | Copper | Unknown | Records | 1936-12-09 | 0.75 |  |  | No | Single Family | Unknown |  | 0.75 |  | Unknown inside Data
710 Cooper St | Watertown | 13601 | No | Copper | Unknown | Records | 1936-12-09 | 0.75 | Copper | Records | No | Single Family | Unknown | 2003-07-28 | 0.75 | Non-Lead
711 Cooper St | Watertown | 13601 | No | Copper | Unknown | Records | 1936-12-09 | 0.75 | Copper | Records | No | Single Family | Unknown | 1954-03-18 | 0.75 | Non-Lead
714 Cooper St | Watertown | 13601 | No | Copper | Unknown | Records | 1936-12-09 | 0.75 | Copper | Records | No | Multi Family | Unknown | 1967-11-09 | 0.75 | Non-Lead
715 Cooper St | Watertown | 13601 | No | Copper | Unknown | Records | 1936-12-09 | 0.75 | Copper | Records | No | Multi Family | Unknown | 1957-08-27 | 0.75 | Non-Lead
719 Cooper St | Watertown | 13601 | No | Copper | Unknown | Records | 1936-12-09 | 0.75 | Copper | Records | No | Single Family | Unknown | 1965-07-07 | 0.75 | Non-Lead
720 Cooper St | Watertown | 13601 | No | Copper | Unknown | Records | 1936-12-09 | 0.75 | Copper | Records | No | Single Family | Unknown | 2015-07-07 | 0.75 | Non-Lead
721 Cooper St | Watertown | 13601 | No | Copper | Unknown | Records | 1937-01-09 | 0.75 | Copper | Records | No | Single Family | Unknown | 2006-09-25 | 0.75 | Non-Lead
724 Cooper St | Watertown | 13601 | No | Copper | Unknown | Records | 1936-12-09 | 0.75 | Copper | Records | No | Single Family | Unknown | 1937-01-11 | 0.75 | Non-Lead
725-727 Cooper St | Watertown | 13601 | No | Copper | Unknown | Records | 1936-12-09 | 0.75 | Copper | Records | No | Multi Family | Unknown | 1964-11-24 | 0.75 | Non-Lead
728 Cooper St | Watertown | 13601 | No | Copper | Unknown | Records | 1936-12-09 | 0.75 | Copper | Records | No | Single Family | Unknown | 1962-06-04 | 0.75 | Non-Lead
731 Cooper St | Watertown | 13601 | No | Copper | Unknown | Records | 1936-12-09 | 0.75 | Copper | Records | No | Multi Family | Unknown | 1968-04-15 | 0.75 | Non-Lead
732 Cooper St | Watertown | 13601 | No | Copper | Unknown | Records | 1936-12-09 | 0.75 | Copper | Records | No | Single Family | Unknown | 1954-08-09 | 0.75 | Non-Lead
735 Cooper St | Watertown | 13601 | No | Copper | Unknown | Records | 1936-12-09 | 0.75 |  |  | No | Multi Family | Unknown |  | 0.75 |  | Unknown inside Data
736 Cooper St | Watertown | 13601 | No | Copper | Unknown | Records | 1936-12-09 | 0.75 | Copper | Records | No | Single Family | Unknown | 1941-09-11 | 0.75 | Non-Lead
742 Cooper St | Watertown | 13601 | No | Copper | Unknown | Records | 1936-12-09 | 0.75 |  |  | No | Multi Family | Unknown |  | 0.75 |  | Unknown inside Data
743 Cooper St | Watertown | 13601 | No | Copper | Unknown | Records | 1934-03-17 | 0.75 | Copper | Records | No | Single Family | Unknown | 1934-04-05 | 0.75 | Non-Lead | Fed off of Phelps St
748 Cooper St | Watertown | 13601 | No | Copper | Unknown | Records | 1983-08-22 | 0.75 | Copper | Records | No | Single Family | Unknown | 1993-01-15 | 0.75 | Non-Lead
749 Cooper St | Watertown | 13601 | No | Copper | Unknown | Records | 1937-02-02 | 0.75 | Copper | Records | No | Single Family | Unknown | 1937-02-02 | 0.75 | Non-Lead
751 Cooper St | Watertown | 13601 | No | Copper | Unknown | Records | 1937-02-01 | 0.75 | Copper | Records | No | Single Family | Unknown | 1985-08-15 | 0.75 | Non-Lead
752 Cooper St | Watertown | 13601 | No | Copper | Unknown | Records | 1993-01-05 | 1 | Copper | Records | No | Single Family | Unknown | 1993-01-05 | 1 | Non-Lead
755 Cooper St | Watertown | 13601 | No | Copper | Unknown | Records | 1937-02-05 | 0.75 | Copper | Records | No | Single Family | Unknown | 1953-09-14 | 0.75 | Non-Lead
756 Cooper St | Watertown | 13601 | No | Copper | Unknown | Records | 1937-02-04 | 0.75 | Copper | Records | No | Single Family | Unknown | 1955-10-07 | 0.75 | Non-Lead
758 Cooper St | Watertown | 13601 | No | Copper | Unknown | Records | 1937-02-04 | 0.75 | Copper | Records | No | Single Family | Unknown | 2008-03-04 | 0.75 | Non-Lead
759 Cooper St | Watertown | 13601 | No | Copper | Unknown | Records | 1936-12-09 | 1 | Copper | Records | Unknown | Single Family | Unknown | 1949-11-01 | 1 | Non-Lead
802 Cooper St | Watertown | 13601 | No | Copper | Unknown | Records | 1939-11-07 | 0.75 | Copper | Records | No | Single Family | Unknown | 1956-09-17 | 0.75 | Non-Lead
803 Cooper St | Watertown | 13601 | No | Copper | Unknown | Records | 1936-12-09 | 0.75 | Copper | Records | No | Single Family | Unknown | 1956-08-16 | 0.75 | Non-Lead
805-807 Cooper St | Watertown | 13601 | No | Copper | Unknown | Records | 1929-06-17 | 0.75 | Copper | Records | No | Multi Family | Unknown | 1929-06-17 | 0.75 | Non-Lead
808 Cooper St | Watertown | 13601 | No | Copper | Unknown | Records | 1950-10-23 | 0.75 | Copper | Records | No | Single Family | Unknown | 1950-10-23 | 0.75 | Non-Lead
811 Cooper St | Watertown | 13601 | No | Copper | Unknown | Records | 1936-12-09 | 0.75 | Copper | Records | No | Single Family | Unknown | 1983-02-28 | 0.75 | Non-Lead
812 Cooper St | Watertown | 13601 | No | Copper | Unknown | Records | 1936-12-09 | 0.75 | Copper | Records | No | Single Family | Unknown | 1973-10-31 | 0.75 | Non-Lead
816 Cooper St | Watertown | 13601 | No | Copper | Unknown | Records | 1937-02-24 | 0.75 |  |  | No | Single Family | Unknown |  |  |  | Unknown inside Data
817 Cooper St | Watertown | 13601 | No | Copper | Unknown | Records | 1937-02-23 | 0.75 | Copper | Records | No | Single Family | Unknown | 1937-02-26 | 0.75 | Non-Lead
820-822 Cooper St | Watertown | 13601 | No | Copper | Unknown | Records | 1936-12-09 | 0.75 | Copper | Records | No | Multi Family | Unknown | 1952-08-12 | 0.75 | Non-Lead
823 Cooper St | Watertown | 13601 | No | Copper | Unknown | Records | 1936-12-09 | 0.75 | Copper | Records | No | Single Family | Unknown | 1937-01-25 | 0.75 | Non-Lead
824 Cooper St | Watertown | 13601 | No | Copper | Unknown | Records | 1936-12-09 | 0.75 | Copper | Records | No | Single Family | Unknown | 1947-11-29 | 0.75 | Non-Lead
825 Cooper St | Watertown | 13601 | No | Copper | Unknown | Records | 1936-12-09 | 0.75 | Copper | Records | No | Single Family | Unknown | 1965-10-27 | 0.75 | Non-Lead
829 Cooper St | Watertown | 13601 | No | Copper | Unknown | Records | 1937-02-16 | 0.75 | Copper | Records | No | Single Family | Unknown | 1932-07-28 | 0.75 | Non-Lead
830 Cooper St | Watertown | 13601 | No | Copper | Unknown | Records | 1937-02-19 | 0.75 | Copper | Records | No | Single Family | Unknown | 1937-03-01 | 0.75 | Non-Lead
831 Cooper St | Watertown | 13601 | No | Copper | Unknown | Records | 1947-09-03 | 0.75 | Copper | Records | No | Single Family | Unknown | 1947-09-03 | 0.75 | Non-Lead
834 Cooper St | Watertown | 13601 | No | Copper | Unknown | Records | 1935-02-21 | 0.75 | Copper | Records | No | Single Family | Unknown | 1935-04-10 | 0.75 | Non-Lead
835 Cooper St | Watertown | 13601 | No | Copper | Unknown | Records | 2012-07-19 | 0.75 | Copper | Records | No | Single Family | Unknown | 2013-07-10 | 0.75 | Non-Lead
838-840 Cooper St | Watertown | 13601 | No | Copper | Unknown | Records | 1936-12-09 | 0.75 | Copper | Records | No | Multi Family | Unknown | 1979-06-27 | 0.75 | Non-Lead
843 Cooper St | Watertown | 13601 | No | Copper | Unknown | Records | 1936-12-09 | 0.75 | Copper | Records | No | Single Family | Unknown | 2005-11-10 | 0.75 | Non-Lead
844-846 Cooper St | Watertown | 13601 | No | Copper | Unknown | Records | 1936-12-09 | 0.75 | Copper | Records | No | Multi Family | Unknown | 1949-01-10 | 0.75 | Non-Lead
847 Cooper St | Watertown | 13601 | No | Copper | Unknown | Records | 1936-12-09 | 0.75 | Copper | Records | No | Single Family | Unknown | 2010-01-07 | 0.75 | Non-Lead
Cooper St School Cooper St | Watertown | 13601 | No | Known Other | Unknown | Records | 1922-05-18 | 4 | [8 empty] | 4" CI pipe fed off Davidson St
1343 Cosgrove St | Watertown | 13601 | No | Copper | No | Records | 1973-08-14 | 0.75 | Copper | Records | No | Single Family | Unknown | 1999-05-05 | 0.75 | Non-Lead
1348 Cosgrove St | Watertown | 13601 | No | Copper | Unknown | Records | 1978-09-27 | 0.75 | Copper | Records | No | Single Family | Unknown | 1994-10-28 | 0.75 | Non-Lead
1354 Cosgrove St | Watertown | 13601 | No | Copper | No | Records | 1990-05-07 | 0.75 | Copper | Records | No | Single Family | Unknown | 1990-05-08 | 0.75 | Non-Lead
1361 Cosgrove St | Watertown | 13601 | No | Copper | Unknown | Records | 1985-04-10 | 0.75 | Copper | Records | No | Single Family | Unknown | 1985-04-10 | 0.75 | Non-Lead
1365 Cosgrove St | Watertown | 13601 | No | Copper | Unknown | Records | 1983-09-15 | 0.75 | Unknown | Records | No | Single Family | Unknown | 1943-09-22 | 0.75 | Unknown | Unknown inside Data
1366 Cosgrove St | Watertown | 13601 | No | Copper | Unknown | Records | 1981-03-31 | 0.75 | Copper | Records | No | Single Family | Unknown | 1981-03-31 | 0.75 | Non-Lead
1369 Cosgrove St | Watertown | 13601 | No | Copper | Unknown | Records | 1963-06-11 | 0.75 | Copper | Records | No | Single Family | Unknown | 1989-01-11 | 0.75 | Non-Lead
1370 Cosgrove St | Watertown | 13601 | No | Copper | Unknown | Records | 1944-11-01 | 0.75 | Copper | Records | No | Single Family | Unknown | 1986-01-27 | 0.75 | Non-Lead
1373 Cosgrove St | Watertown | 13601 | No | Copper | Unknown | Records | 1980-06-05 | 0.75 | Copper | Records | No | Single Family | Unknown | 1980-06-05 | 0.75 | Non-Lead
1376 Cosgrove St | Watertown | 13601 | No | Copper | Yes | Records | 1944-08-23 | 0.75 | Copper | Records | No | Single Family | Unknown | 1993-08-23 | 0.75 | Non-Lead
1377 Cosgrove St | Watertown | 13601 | No | Copper | Unknown | Records | 1963-04-01 | 0.75 | Copper | Records | No | Single Family | Unknown | 1972-01-27 | 0.75 | Non-Lead
1383 Cosgrove St | Watertown | 13601 | No | Copper | Unknown | Records | 1962-10-30 | 0.75 | Copper | Records | No | Single Family | Unknown | 1978-04-27 | 0.75 | Non-Lead
1384 Cosgrove St | Watertown | 13601 | No | Copper | Unknown | Records | 2007-01-12 | 0.75 | Copper | Records | No | Single Family | Unknown |  | 0.75 | Non-Lead | Unknown inside Data
1387 Cosgrove St | Watertown | 13601 | No | Copper | Yes | Records | 2020-09-10 | 0.75 | Copper | Records | No | Single Family | Unknown | 2020-09-10 | 0.75 | Non-Lead | Lead replacement program
1388 Cosgrove St | Watertown | 13601 | No | Copper | Unknown | Records | 1961-01-27 | 0.75 | Copper | Records | No | Single Family | Unknown | 1975-03-10 | 0.75 | Non-Lead
1392 Cosgrove St | Watertown | 13601 | No | Copper | Unknown | Records | 1982-06-01 | 0.75 | Copper | Records | No | Single Family | Unknown | 1961-12-05 | 0.75 | Non-Lead
1398 Cosgrove St | Watertown | 13601 | No | Copper | Unknown | Records | 1973-08-03 | 0.75 | Copper | Records | No | Single Family | Unknown | 1973-08-03 | 0.75 | Non-Lead
10 Court St | Watertown | 13601 | No | Copper | Unknown | Records | 2002-09-05 | 1 | Copper | Records | No | Business | Unknown | 2002-09-05 | 1 | Non-Lead | 4" to 1" Copper
100 Court St | Watertown | 13601 | No | Copper | Unknown | Records | 2006-06-01 | 1 | Copper | Records | No | Business | Unknown | 2006-06-01 | 1 | Non-Lead
101-109 Court St | Watertown | 13601 | No |  | Unknown |  |  | 1 | [8 empty] | Unknown Data
104 Court St | Watertown | 13601 | No | Copper | Unknown | Records | 2006-06-01 | 1 | Copper | Records | No | Business | Unknown | 2006-06-01 | 1 | Non-Lead
105-113 Court St | Watertown | 13601 | No | Copper | No | Records | 1989-04-10 | 2 | Copper | Records | No | Business | Unknown | 1989-04-10 | 2 | Non-Lead
108 Court St | Watertown | 13601 | No | Copper | Unknown | Records | 1946-05-06 | 1 | Copper | Records | No | Business | Unknown | 1946-05-06 | 1 | Non-Lead
112 Court St | Watertown | 13601 | No | Copper | Unknown | Records | 1934-02-28 | 0.75 | Copper | Records | No | Business | Unknown | 1934-02-10 | 0.75 | Non-Lead
114 Court St | Watertown | 13601 | No | Copper | Unknown | Records | 1933-09-18 | 0.75 | Copper | Records | No | Business | Unknown | 1933-09-18 | 0.75 | Non-Lead
118 Court St | Watertown | 13601 | No | Copper | Unknown | Records | 1936-06-11 | 1 | Copper | Records | No | Business | Unknown | 1936-06-11 | 1 | Non-Lead
122-130 Court St | Watertown | 13601 | No | Known Other | Unknown |  |  | 8 |  |  | Unknown | Other | Unknown |  |  |  | Unknown inside and City side Data
123-131 Court St | Watertown | 13601 | No | Copper | Unknown | Records | 1940-07-19 | 1 | [8 empty] | Unknown termination point
124 Court St | Watertown | 13601 | No | Copper | Unknown | Records | 1940-07-19 | 1 | [8 empty] | Demolished unknown termination point
129 Court St | Watertown | 13601 | No | Copper | Unknown | Records | 1940-07-19 | 1 | Copper | Records | No | Business | Unknown | 1940-07-19 | 1 | Non-Lead
132 Court St | Watertown | 13601 | No | Copper | Unknown | Records | 1935-04-01 | 1 | Copper | Records | No | Business | Unknown | 1935-05-14 | 1 | Non-Lead
133-137 Court St | Watertown | 13601 | No | Copper | Unknown | Records | 1935-06-22 | 1 | [8 empty] | Unknown termination point
136 Court St | Watertown | 13601 | No | Copper | Unknown | Records | 1935-05-15 | 1 | Copper | Records | No | Business | Unknown | 1935-05-14 | 1 | Non-Lead
138-140-142 Court St | Watertown | 13601 | No | Copper | Unknown | Records | 1927-10-04 | 2 | Galvanized | Records | No | Other | Unknown | 1927-10-04 | 2 | GSLRR
144-146-150 Court St | Watertown | 13601 | No | Known Other | Unknown | Records | 2012-05-02 | 6 |  |  | No | Business | Unknown
148-150 Court St | Watertown | 13601 | No | Known Other | Unknown | Records | 2012-05-02 | 6 | Known Other | Records | No | Business | Unknown | 2012-05-02 | 6 | Non-Lead | 6" D.I.P
152-164 Court St | Watertown | 13601 | No | Known Other | Unknown | Records | 2021-10-04 | 4 | Copper | Records | Unknown | Business | Unknown | 2021-10-04 | 1 | Non-Lead
168 Court St | Watertown | 13601 | Unknown | Copper | Unknown | Records | 1930-09-03 | 1 | Galvanized | Records | No | Business | Unknown | 1930-09-15 | 1.5 | GSLRR | Fed from 172-174
172-174 Court St | Watertown | 13601 | No | Copper | Unknown | Records | 1930-09-05 | 1 | Galvanized | Records | No | Business | Unknown | 1930-09-15 | 1.5 | GSLRR | 6" Fire service
210 Court St | Watertown | 13601 | No | Known Other | No | Records | 1971-12-15 | 8 | Known Other | Records | No | Business | Unknown | 1971-12-15 | 8 | Non-Lead
302-314 Court St | Watertown | 13601 | No | Known Other | No | Records | 1935-09-27 | 1.5 | Known Other | Records | No | Business | Unknown | 1935-09-27 | 1.5 | Non-Lead | Two 1" taps Feeding 1 1/2 Brass pipe
310-312 Court St | Watertown | 13601 | No | Known Other | Unknown | Records | 1935-10-01 | 1.5 | Known Other | Records | No | Business | Unknown | 1935-10-01 | 1.5 | Non-Lead | Two 1" taps feeding 1 1/2: Brass pipe
342-348 Court St | Watertown | 13601 | No | Copper | Unknown | Records | 1933-08-08 | 1 | Copper | Records | No | Business | Unknown | 1972-09-11 | 1 | Non-Lead
406 Court St | Watertown | 13601 | No | Copper | Unknown | Records | 1929-09-07 | 1 | Copper | Records | No | Other | Unknown | 1929-09-07 | 1 | Non-Lead
406-410-412-414 Court St | Watertown | 13601 | No | Copper | Unknown | Records | 1929-09-04 | 1 | Copper | Records | No | Other | Unknown | 1929-09-04 | 1 | Non-Lead
410-418 Court St | Watertown | 13601 | No | Copper | Unknown | Records | 1929-09-07 | 1 | Copper | Records | No | Other | Unknown | 1929-09-07 | 1 | Non-Lead
420-424 Court St | Watertown | 13601 | No | Copper | Unknown | Records | 1936-04-01 | 1 | Copper | Records | No | Other | Unknown | 1936-04-01 | 1 | Non-Lead
425-427-429 Court St | Watertown | 13601 | No | Copper | Unknown | Records | 1954-07-19 | 1 | [8 empty] | Demolished Unknown termination point
430 Court St | Watertown | 13601 | No | Copper | Unknown | Records | 1934-08-10 | 1 |  |  | No | [5 empty] | Demolished 1" copper cut and peened over Hot to C/S
443 Court St | Watertown | 13601 | No | Copper | Unknown | Records | 1937-12-02 | 0.75 | [8 empty] | Demolished unknown termination point
454-458 Court St | Watertown | 13601 | No | Copper | Unknown | Records | 1934-02-13 | 0.75 | [8 empty] | Demolished 3/4 copper Hot main to C/S
455 Court St | Watertown | 13601 | No | Copper | Unknown | Records | 1932-10-19 | 0.75 | Copper | Records | No | Business | Unknown | 1932-10-19 | 0.75 | Non-Lead
465 Court St | Watertown | 13601 | No | Copper | Unknown | Records | 1948-05-18 | 1 | Copper | Records | No | Other | Unknown | 1948-05-18 | 1 | Non-Lead | Unknown Address believe to be 457
Arsenal-Court Parking Garage Court St | Watertown | 13601 | No | Copper | No | Records | 1969-07-30 | 1.5 |  |  | No | Other | None |  |  |  | Unknown inside Data
Bldg Left of 430 Court St | Watertown | 13601 | Unknown | Unknown | Unknown | Records |  | 4 | [8 empty] | Demolished Unknown Data
418 Cross St | Watertown | 13601 | No | Copper | Unknown | Records | 1941-08-05 | 0.75 | Copper | Records | No | Single Family | Unknown | 1941-08-05 | 0.75 | Non-Lead
421 Cross St | Watertown | 13601 | No | Copper | Unknown | Records | 1937-12-09 | 0.75 | Copper | Records | No | Single Family | Unknown | 1928-05-14 | 0.75 | Non-Lead
422 Cross St | Watertown | 13601 | No | Copper | Unknown | Records | 1937-11-15 | 0.75 | Copper | Records | No | Single Family | Unknown | 1937-11-22 | 0.75 | Non-Lead
426 Cross St | Watertown | 13601 | No | Copper | Unknown | Records | 1937-11-05 | 0.75 | Copper | Records | No | Single Family | Unknown | 1937-11-30 | 0.75 | Non-Lead
427-429 Cross St | Watertown | 13601 | No | Copper | Unknown | Records | 1937-11-05 | 0.75 | Copper | Records | No | Multi Family | Unknown | 1937-11-17 | 0.75 | Non-Lead
431 Cross St | Watertown | 13601 | No | Copper | Unknown | Records | 1937-11-05 | 0.75 |  |  | No | Multi Family | Unknown |  | 0.75 |  | Unknown inside Data
432 Cross St | Watertown | 13601 | No | Copper | Unknown | Records | 1937-11-05 | 0.75 | Copper | Records | No | Single Family | Unknown | 1929-08-03 | 0.75 | Non-Lead
435 Cross St | Watertown | 13601 | No | Copper | Unknown | Records | 1937-11-05 | 0.75 | Copper | Records | No | Single Family | Unknown | 1937-11-20 | 0.75 | Non-Lead
436-438 Cross St | Watertown | 13601 | No | Copper | Unknown | Records | 1937-11-05 | 1 | Copper | Records | No | Multi Family | Unknown | 1952-11-17 | 0.75 | Non-Lead
437 Cross St | Watertown | 13601 | No | Copper | Unknown | Records | 1937-11-05 | 0.75 | Copper | Records | No | Single Family | Unknown | 1937-11-29 | 0.75 | Non-Lead
441 Cross St | Watertown | 13601 | No | Copper | Unknown | Records | 1937-11-05 | 0.75 | Copper | Records | No | Single Family | Unknown | 1937-12-08 | 0.75 | Non-Lead
442 Cross St | Watertown | 13601 | No | Copper | Unknown | Records | 1937-11-05 | 0.75 |  |  | No | Single Family | Unknown |  |  |  | Unknown Inside Data
445 Cross St | Watertown | 13601 | No | Copper | Unknown | Records | 1937-12-08 | 0.75 | Copper | Records | No | Single Family | Unknown | 1937-12-10 | 0.75 | Non-Lead
446 Cross St | Watertown | 13601 | No | Copper | Unknown | Records | 1937-12-10 | 0.75 | Copper | Records | No | Business | Unknown | 1947-07-23 | 0.75 | Non-Lead
449 Cross St | Watertown | 13601 | No | Copper | Unknown | Records | 1937-11-05 | 0.75 | Copper | Records | No | Single Family | Unknown | 1933-01-21 | 0.75 | Non-Lead
453 Cross St | Watertown | 13601 | No | Copper | Unknown | Records | 1937-12-08 | 0.75 | Copper | Records | No | Single Family | Unknown | 1931-05-25 | 0.75 | Non-Lead
507-509-513 Cross St | Watertown | 13601 | No | Copper | Unknown | Records | 1936-01-04 | 0.75 | [8 empty] | Demolished unknown termination point
508 Cross St | Watertown | 13601 | No | Copper | Unknown | Records | 1937-11-05 | 0.75 | Copper | Records | No | Single Family | Unknown | 1956-09-22 | 0.75 | Non-Lead
515 Cross St | Watertown | 13601 | No | Copper | Unknown | Records | 1957-11-05 | 0.75 | Copper | Records | No | Single Family | Unknown | 1982-10-05 | 0.75 | Non-Lead
516 Cross St | Watertown | 13601 | No | Copper | Unknown | Records | 1938-01-10 | 0.75 |  |  | No | Single Family | Unknown |  | 0.75 |  | Unknown Inside Data
519 Cross St | Watertown | 13601 | No | Copper | Unknown | Records | 1947-05-15 | 0.75 | Copper | Records | No | Single Family | Unknown | 1947-05-15 | 0.75 | Non-Lead
522 Cross St | Watertown | 13601 | No | Copper | Unknown | Records | 1930-11-11 | 0.75 | Copper | Records | No | Multi Family | Unknown | 1930-11-11 | 0.75 | Non-Lead
523 Cross St | Watertown | 13601 | No | Copper | Unknown | Records | 1929-05-16 | 0.75 | Copper | Records | No | Single Family | Unknown | 1929-05-16 | 0.75 | Non-Lead | new main tap 1/10/1938
525 Cross St | Watertown | 13601 | No | Copper | Unknown | Records | 1938-01-10 | 0.75 |  |  | No | Single Family | Unknown |  |  |  | unknown inside data
529 Cross St | Watertown | 13601 | No | Copper | Unknown | Records | 1937-11-05 | 0.75 | Copper | Records | No | Multi Family | Unknown | 1937-11-27 | 0.75 | Non-Lead
531-533 Cross St | Watertown | 13601 | No | Copper | Unknown | Records | 1937-11-05 | 0.75 | Copper | Records | No | Multi Family | Unknown | 1937-05-11 | 0.75 | Non-Lead
532 Cross St | Watertown | 13601 | No | Copper | Unknown | Records | 1937-11-05 | 0.75 | Copper | Records | No | Single Family | Unknown | 1937-11-19 | 0.75 | Non-Lead
533 Cross St | Watertown | 13601 | No | Copper | Unknown | Records | 1938-01-11 | 0.75 | Unknown | Records | No | Single Family | Unknown | 1926-05-11 | 0.75 | Unknown | Unknown inside Data
537 Cross St | Watertown | 13601 | No | Copper | Unknown | Records | 1937-11-05 | 0.75 | Copper | Records | No | Multi Family | Unknown | 1985-12-23 | 0.75 | Non-Lead
538 Cross St | Watertown | 13601 | No | Copper | Unknown | Records | 1937-11-05 | 0.75 | Copper | Records | No | Single Family | Unknown | 1951-06-08 | 0.75 | Non-Lead
539 Cross St | Watertown | 13601 | No | Copper | Unknown | Records | 1937-11-05 | 0.75 | Copper | Records | No | Single Family | Unknown | 2010-11-08 | 0.75 | Non-Lead
544 Cross St | Watertown | 13601 | No | Copper | Unknown | Records | 1938-10-06 | 0.75 | Copper | Records | No | Single Family | Unknown | 1954-01-13 | 0.75 | Non-Lead
545 Cross St | Watertown | 13601 | No | Copper | Unknown | Records | 1937-11-05 | 0.75 | Copper | Records | No | Single Family | Unknown | 1926-11-08 | 0.75 | Non-Lead
549 Cross St | Watertown | 13601 | No | Copper | Unknown | Records | 1937-11-05 | 0.75 | Copper | Records | No | Single Family | Unknown | 1971-09-13 | 0.75 | Non-Lead
507 Curtis St | Watertown | 13601 | No | Copper | Unknown | Records | 1936-10-17 | 0.75 | Copper | Records | No | Single Family | Unknown | 1936-10-17 | 0.75 | Non-Lead
509-511-513 Curtis St | Watertown | 13601 | No | Copper | Unknown | Records | 1949-08-22 | 0.75 | [8 empty] | Demolished Hot Main to C/S
510 Curtis St | Watertown | 13601 | No | Copper | Unknown | Records | 1941-08-13 | 0.75 |  |  | No | Multi Family | Unknown |  |  |  | Unknown inside Data
514 Curtis St | Watertown | 13601 | No | Copper | Unknown | Records | 1944-06-07 | 0.75 | Copper | Records | No | Single Family | Unknown | 1982-09-29 | 0.75 | Non-Lead
515-517 Curtis St | Watertown | 13601 | No | Copper | Unknown | Records | 1961-08-15 | 0.75 | Copper | Records | No | Multi Family | Unknown | 1961-08-15 | 0.75 | Non-Lead
519 Curtis St | Watertown | 13601 | No | Copper | Unknown | Records | 1947-10-06 | 0.75 | Copper | Records | No | Multi Family | Unknown | 1947-10-06 | 0.75 | Non-Lead
522 Curtis St | Watertown | 13601 | No | Copper | Unknown | Records | 2004-06-13 | 0.75 | Copper | Records | No | Single Family | Unknown | 1944-06-05 | 0.75 | Non-Lead
523 Curtis St | Watertown | 13601 | No | Copper | Unknown | Records | 1965-10-15 | 0.75 | Copper | Records | No | Single Family | Unknown | 1965-10-15 | 0.75 | Non-Lead
526 Curtis St | Watertown | 13601 | No | Copper | Unknown | Records | 1931-04-08 | 0.75 | Copper | Records | No | Single Family | Unknown | 1931-04-07 | 0.75 | Non-Lead
527 Curtis St | Watertown | 13601 | No | Copper | Unknown | Records | 1936-04-16 | 0.75 | Copper | Records | No | Multi Family | Unknown | 1936-04-15 | 0.75 | Non-Lead
530 Curtis St | Watertown | 13601 | No | Copper | Unknown | Records | 1946-02-16 | 0.75 | Copper | Records | No | Multi Family | Unknown | 1946-02-18 | 0.75 | Non-Lead
531 Curtis St | Watertown | 13601 | No | Copper | Unknown | Records | 1927-08-11 | 0.75 | Copper | Records | No | Other | Unknown | 1927-08-12 | 0.75 | Non-Lead
534 Curtis St | Watertown | 13601 | No | Copper | Unknown | Records | 1971-03-02 | 0.75 | Copper | Records | No | Single Family | Unknown | 1971-03-02 | 0.75 | Non-Lead
535 Curtis St | Watertown | 13601 | No | Copper | Unknown | Records | 1947-05-15 | 0.75 | Copper | Records | No | Multi Family | Unknown | 1947-05-15 | 0.75 | Non-Lead
538 Curtis St | Watertown | 13601 | No | Copper | Unknown | Field Insp | 1935-04-11 | 0.75 | Copper | Field Insp | No | Single Family | Unknown | 2020-06-03 | 0.75 | Non-Lead
539 Curtis St | Watertown | 13601 | No | Copper | Unknown | Records | 1938-07-19 | 0.75 | Copper | Records | No | Single Family | Unknown | 1938-07-19 | 0.75 | Non-Lead
506 Davidson St | Watertown | 13601 | No | Copper | Unknown | Records | 1928-07-07 | 0.75 | Copper | Records | No | Multi Family | Unknown | 1953-04-13 | 0.75 | Non-Lead
510 Davidson St | Watertown | 13601 | No | Copper | Unknown | Records | 1928-07-07 | 1 |  |  | No | Single Family | Unknown |  | 1 |  | Unknown Inside Data
512 Davidson St | Watertown | 13601 | No | Copper | Unknown | Records | 1928-07-09 | 0.75 | Copper | Records | No | Single Family | Unknown | 1928-07-09 | 0.75 | Non-Lead
513-515 Davidson St | Watertown | 13601 | No | Copper | Unknown | Records | 1928-07-11 | 0.75 | Copper | Records | No | Multi Family | Unknown | 1928-07-11 | 0.75 | Non-Lead
516 Davidson St | Watertown | 13601 | No | Known Other | Unknown | Records | 1922-05-18 | 4 | Known Other | Records | Unknown | School Childcare | Unknown | 1922-05-18 | 4 | Non-Lead
517 Davidson St | Watertown | 13601 | No | Copper | Unknown | Records | 1928-07-12 | 0.75 | Copper | Records | No | Multi Family | Unknown | 1928-07-18 | 0.75 | Non-Lead
521 Davidson St | Watertown | 13601 | No | Copper | Unknown | Records | 1928-07-11 | 0.75 | Copper | Records | No | Single Family | Unknown | 1928-07-11 | 0.75 | Non-Lead
527 Davidson St | Watertown | 13601 | No | Copper | Unknown | Records | 1996-01-21 | 0.75 | Copper | Records | No | Single Family | Unknown | 1996-01-21 | 0.75 | Non-Lead
530-532 Davidson St | Watertown | 13601 | No | Copper | Unknown | Records | 1928-07-17 | 1 | Copper | Records | No | Multi Family | Unknown | 1928-07-17 | 1 | Non-Lead
533 Davidson St | Watertown | 13601 | No | Copper | Unknown | Records | 1928-07-24 | 0.75 | Copper | Records | No | Single Family | Unknown | 1928-07-18 | 0.75 | Non-Lead
534-536 Davidson St | Watertown | 13601 | No | Copper | Unknown | Records | 1928-07-25 | 0.75 | Copper | Records | No | Multi Family | Unknown | 1998-06-27 | 0.75 | Non-Lead
537 Davidson St | Watertown | 13601 | No | Copper | Unknown | Records | 1928-07-21 | 0.75 | Copper | Records | No | Single Family | Unknown | 1928-07-21 | 0.75 | Non-Lead
538 Davidson St | Watertown | 13601 | No | Copper | Unknown | Records | 1949-05-25 | 0.75 | Copper | Records | No | Single Family | Unknown | 1949-05-25 | 0.75 | Non-Lead | Fed off of W Lynde St
541 Davidson St | Watertown | 13601 | No | Copper | Unknown | Records | 1972-08-07 | 0.75 | Copper | Records | No | Multi Family | Unknown | 1972-08-07 | 0.75 | Non-Lead | Fed off of W Lynde St
606 Davidson St | Watertown | 13601 | No | Copper | Unknown | Records | 1982-07-26 | 0.75 | Copper | Records | No | Single Family | Unknown | 1982-07-26 | 0.75 | Non-Lead
608-610 Davidson St | Watertown | 13601 | No | Copper | Unknown | Records | 1959-07-10 | 0.75 | Copper | Records | No | Multi Family | Unknown | 1959-07-10 | 0.75 | Non-Lead
612-614-616 Davidson St | Watertown | 13601 | No | Copper | Unknown | Records | 1947-11-10 | 1 | [8 empty] | Unknown Termination point
617-619 Davidson St | Watertown | 13601 | No | Copper | Unknown | Records | 1952-07-10 | 1 | Copper | Records | No | Other | Unknown | 1952-07-10 | 1 | Non-Lead
618 Davidson St | Watertown | 13601 | No | Copper | Yes | Records | 2019-05-22 | 0.75 |  |  | No | Multi Family | Unknown |  | 1 |  | Unknown Inside Data NYS lead replacement program
622-624 Davidson St | Watertown | 13601 | No | Copper | Unknown | Records | 1955-10-24 | 0.75 | Copper | Records | No | Multi Family | Unknown | 1955-10-24 | 0.75 | Non-Lead
626-628 Davidson St | Watertown | 13601 | No | Copper | Unknown | Records | 1954-01-29 | 0.75 | Copper | Records | No | Multi Family | Unknown | 2010-04-13 | 1 | Non-Lead
633 Davidson St | Watertown | 13601 | No | Copper | No | Records | 2005-08-30 | 1 | Copper | Records | No | School Childcare | Unknown | 2005-08-30 | 1 | Non-Lead
634-636 Davidson St | Watertown | 13601 | No | Copper | Unknown | Records | 1974-12-12 | 0.75 | Copper | Records | No | Multi Family | Unknown | 2006-05-24 | 1 | Non-Lead
638-640 Davidson St | Watertown | 13601 | Unknown | Copper | Unknown | Records | 1927-05-18 | 0.75 | Known Other | Records | No | Multi Family | Unknown | 1927-05-18 | 0.75 | Non-Lead
642 Davidson St | Watertown | 13601 | No | Copper | Unknown | Records | 1944-12-07 | 0.75 | Copper | Records | No | Multi Family | Unknown | 1959-04-03 | 0.75 | Non-Lead
646 Davidson St | Watertown | 13601 | No | Copper | Yes | Records | 2021-08-27 | 1 | Copper | Records | No | Single Family | Unknown | 1998-09-28 | 1 | Non-Lead | NYS Lead replacement program
650 Davidson St | Watertown | 13601 | No | Copper | Unknown | Records | 1983-10-07 | 0.75 | Copper | Records | No | Single Family | Unknown | 1983-10-07 | 0.75 | Non-Lead
654 Davidson St | Watertown | 13601 | No | Copper | Unknown | Records | 1947-12-13 | 0.75 | Copper | Records | No | Single Family | Unknown | 1947-12-13 | 0.75 | Non-Lead
658 Davidson St | Watertown | 13601 | No | Copper | Unknown | Records | 1950-04-20 | 0.75 | Copper | Records | No | Single Family | Unknown | 1950-04-20 | 0.75 | Non-Lead
662 Davidson St | Watertown | 13601 | No | Copper | Unknown | Records | 1926-10-05 | 0.75 | Copper | Records | No | Single Family | Unknown | 1978-10-03 | 0.75 | Non-Lead
666 Davidson St | Watertown | 13601 | No | Copper | Unknown | Records | 1926-01-20 | 0.75 | Copper | Records | No | Multi Family | Unknown | 1979-01-15 | 0.75 | Non-Lead
670 Davidson St | Watertown | 13601 | No | Copper | Unknown | Records | 1940-04-24 | 0.75 | Copper | Records | No | Single Family | Unknown | 1952-10-30 | 0.75 | Non-Lead
672 Davidson St | Watertown | 13601 | No | Copper | Unknown | Records | 1979-12-05 | 0.75 |  |  | No | Single Family | Unknown |  | 0.75 |  | Unknown inside Data
676 Davidson St | Watertown | 13601 | No | Copper | Unknown | Records | 1957-05-27 | 0.75 |  |  | No | Single Family | Unknown |  | 0.75 |  | Unknown Inside Data
680 Davidson St | Watertown | 13601 | No | Copper | Unknown | Records | 1948-09-22 | 0.75 | Copper | Records | No | Single Family | Unknown | 1948-09-22 | 0.75 | Non-Lead
708 Davidson St | Watertown | 13601 | No | Copper | Unknown | Records | 1929-07-23 | 0.75 |  |  | No | Single Family | Unknown |  | 0.75 |  | Unknown Inside Data
712 Davidson St | Watertown | 13601 | No | Copper | Unknown | Records | 1929-07-30 | 0.75 | Copper | Records | No | Single Family | Unknown | 1929-07-30 | 0.75 | Non-Lead
716 Davidson St | Watertown | 13601 | No | Copper | Unknown | Records | 1929-07-23 | 0.75 | Copper | Records | No | Single Family | Unknown | 1929-08-03 | 0.75 | Non-Lead
717 Davidson St | Watertown | 13601 | No | Copper | Unknown | Records | 1929-07-23 | 0.75 | Copper | Records | No | Single Family | Unknown | 1954-09-07 | 0.75 | Non-Lead
720 Davidson St | Watertown | 13601 | No | Copper | Unknown | Records | 1929-07-23 | 0.75 | Copper | Records | No | Single Family | Unknown | 1929-08-02 | 0.75 | Non-Lead
721 Davidson St | Watertown | 13601 | Unknown | Unknown | Unknown | Records | 1922-12-06 | 1 | Copper | Records | No | Single Family | Unknown | 1999-09-20 | 0.75 | Unknown | Unknown city side Data
725 Davidson St | Watertown | 13601 | No | Copper | Unknown | Records | 1929-07-23 | 0.75 | Copper | Records | No | Multi Family | Unknown | 1929-08-12 | 0.75 | Non-Lead
726 Davidson St | Watertown | 13601 | No | Copper | Unknown | Records | 1929-07-23 | 0.75 | Copper | Records | No | Multi Family | Unknown | 1929-08-03 | 0.75 | Non-Lead
728 Davidson St | Watertown | 13601 | No | Copper | Unknown | Records | 1929-07-23 | 0.75 | Copper | Records | No | Multi Family | Unknown | 1971-10-22 | 0.75 | Non-Lead
729 Davidson St | Watertown | 13601 | No | Copper | Unknown | Records | 1929-07-23 | 0.75 | Copper | Records | No | Single Family | Unknown | 1929-08-10 | 0.75 | Non-Lead
730 Davidson St | Watertown | 13601 | No | Copper | Unknown | Records | 1929-07-23 | 0.75 | [8 empty] | Demolished 3/4 copper Hot M to C/S
733 Davidson St | Watertown | 13601 | No | Copper | Unknown | Records | 1929-07-23 | 0.75 | Copper | Records | No | Single Family | Unknown | 1929-08-10 | 0.75 | Non-Lead
734 Davidson St | Watertown | 13601 | No | Copper | Unknown | Records | 1929-08-05 | 0.75 | Copper | Records | No | Single Family | Unknown | 1929-08-06 | 0.75 | Non-Lead
741 Davidson St | Watertown | 13601 | No | Copper | Unknown | Records | 1929-07-23 | 0.75 | Copper | Records | No | Single Family | Unknown | 1929-08-09 | 0.75 | Non-Lead
742 Davidson St | Watertown | 13601 | No | Copper | Unknown | Records | 2003-01-15 | 1 |  |  | No | Single Family | Unknown |  |  |  | Unknown inside Data
745 Davidson St | Watertown | 13601 | No | Copper | Unknown | Records | 1929-07-23 | 0.75 | Copper | Records | No | Single Family | Unknown | 1929-07-31 | 0.75 | Non-Lead
749 Davidson St | Watertown | 13601 | No | Copper | Unknown | Records | 1929-07-23 | 0.75 | Copper | Records | No | Single Family | Unknown | 1929-08-09 | 0.75 | Non-Lead
750 Davidson St | Watertown | 13601 | No | Copper | Unknown | Records | 1929-07-23 | 0.75 | Copper | Records | No | Multi Family | Unknown | 1929-08-07 | 0.75 | Non-Lead
753 Davidson St | Watertown | 13601 | No | Copper | Unknown | Records | 1929-07-23 | 0.75 | Copper | Records | No | Single Family | Unknown | 2004-05-19 | 0.75 | Non-Lead
754 Davidson St | Watertown | 13601 | No | Copper | Unknown | Records | 1929-07-23 | 0.75 | Copper | Records | No | Single Family | Unknown | 2011-06-23 | 0.75 | Non-Lead
757 Davidson St | Watertown | 13601 | No | Copper | Unknown | Records | 2016-10-26 | 0.75 | Copper | Records | No | Single Family | Unknown | 1975-03-12 | 0.75 | Non-Lead | Fed off of W Hoard St
758 Davidson St | Watertown | 13601 | No | Copper | Unknown | Records | 1929-07-02 | 0.75 | Copper | Records | No | Single Family | Unknown | 1929-08-29 | 0.75 | Non-Lead
801 Davidson St | Watertown | 13601 | No | Copper | Unknown | Records | 1929-07-23 | 0.75 | Copper | Records | No | Multi Family | Unknown | 1964-10-30 | 0.75 | Non-Lead
805 Davidson St | Watertown | 13601 | No | Copper | Unknown | Records | 1929-07-23 | 0.75 | Copper | Records | No | Single Family | Unknown | 1962-03-14 | 0.75 | Non-Lead
808 Davidson St | Watertown | 13601 | No | Copper | Unknown | Records | 1929-07-23 | 0.75 |  |  | No | Single Family | Unknown |  | 0.75 |  | Unknown inside Data
809 Davidson St | Watertown | 13601 | No | Copper | Unknown | Records | 1929-07-23 | 0.75 |  |  | No | Single Family | Unknown |  | 0.75 |  | Unknown inside Data
811 Davidson St | Watertown | 13601 | No | Copper | Unknown | Records | 1929-07-23 | 0.75 | Copper | Records | No | Single Family | Unknown | 1972-10-06 | 0.75 | Non-Lead
812 Davidson St | Watertown | 13601 | No | Copper | Unknown | Records | 1929-07-23 | 0.75 | Copper | Records | No | Single Family | Unknown | 1949-09-29 | 0.75 | Non-Lead
813 Davidson St | Watertown | 13601 | No | Copper | Unknown | Records | 1927-10-25 | 0.75 | Copper | Records | No | Single Family | Unknown | 1981-10-15 | 0.75 | Non-Lead
816 Davidson St | Watertown | 13601 | No | Copper | No | Records | 1947-04-20 | 0.75 | Copper | Records | No | Single Family | Unknown | 1947-04-17 | 0.75 | Non-Lead
821 (Rear) Davidson St | Watertown | 13601 | No | Copper | Unknown | Records | 1988-10-13 | 0.75 | Copper | Records | No | Other | Unknown | 1988-10-13 | 0.75 | Non-Lead
821 Davidson St | Watertown | 13601 | No | Copper | No | Records | 1940-05-09 | 0.75 | Copper | Records | No | Single Family | Unknown | 1988-10-14 | 0.75 | Non-Lead
822 Davidson St | Watertown | 13601 | No | Copper | No | Records | 1948-06-07 | 0.75 | Copper | Records | No | Single Family | Unknown | 2003-11-17 | 0.75 | Non-Lead
825 Davidson St | Watertown | 13601 | Unknown | Unknown | Unknown | Records | 1925-09-11 | 0.75 | Copper | Records | No | Single Family | Unknown | 1984-05-18 | 0.75 | Unknown | Unknown City side Data
827 Davidson St | Watertown | 13601 | No | Copper | Unknown | Field Insp | 1925-09-11 | 0.75 | Copper | Field Insp | No | Single Family | Unknown | 1925-09-11 | 0.75 | Non-Lead | Unknown Data Lead replacement program
830 Davidson St | Watertown | 13601 | No | Copper | Unknown | Records | 2012-08-03 | 0.75 | Copper | Records | No | Single Family | Unknown | 2012-08-03 | 0.75 | Non-Lead
831 Davidson St | Watertown | 13601 | No | Copper | Unknown | Records | 1951-04-24 | 0.75 | Copper | Records | No | Single Family | Unknown | 1951-04-24 | 0.75 | Non-Lead
834 Davidson St | Watertown | 13601 | No | Copper | No | Records | 1938-10-21 | 0.75 |  |  | No | Single Family | Unknown |  | 0.75 |  | Unknown inside Data
840 Vacant Lot Davidson St | Watertown | 13601 | No | Copper | Unknown | Records | 1926-05-29 | 0.75 | [8 empty] | Demolished 3/4 copper shut at corp
843 Davidson St | Watertown | 13601 | No | Copper | Unknown | Records | 1968-06-17 | 0.75 | Copper | Records | No | Single Family | Unknown | 1968-06-17 | 0.75 | Non-Lead
846 Davidson St | Watertown | 13601 | No | Copper | Unknown | Records | 1987-08-14 | 0.75 | Copper | Records | No | Single Family | Unknown | 1987-08-14 | 0.75 | Non-Lead
Next to 608-610 Davidson St | Watertown | 13601 | No | Copper | Unknown | Records | 1947-11-10 | 1 | [8 empty] | Demolished 1" copper Hot to C/S
410 Dimmick St | Watertown | 13601 | No | Copper | Unknown | Records | 1938-11-04 | 0.75 |  |  | No | Single Family | Unknown |  |  |  | Unknown inside Data
411 Dimmick St | Watertown | 13601 | No | Copper | Unknown | Records | 1936-04-18 | 0.75 | Copper | Records | No | Single Family | Unknown | 1936-04-18 | 0.75 | Non-Lead
413-415 Dimmick St | Watertown | 13601 | No | Copper | Unknown | Records | 1934-05-09 | 0.75 | Copper | Records | No | Multi Family | Unknown | 1934-05-09 | 0.75 | Non-Lead
416 Dimmick St | Watertown | 13601 | No | Copper | Unknown | Records | 1958-03-31 | 0.75 | Copper | Records | No | Single Family | Unknown | 1958-03-31 | 0.75 | Non-Lead
419 Dimmick St | Watertown | 13601 | No | Copper | Unknown | Records | 2015-09-21 | 0.75 | Galvanized | Records | No | Single Family | Unknown | 1922-04-08 | 0.75 | GSLRR
420 Dimmick St | Watertown | 13601 | No | Copper | Unknown | Records | 1925-10-27 | 0.75 | Copper | Records | No | Single Family | Unknown | 1925-10-28 | 0.75 | Non-Lead
422 Dimmick St | Watertown | 13601 | No | Copper | Unknown | Records | 2018-01-01 | 1 | Copper | Records | No | Single Family | Unknown | 1975-08-05 | 0.75 | Non-Lead
423 Dimmick St | Watertown | 13601 | No | Copper | Unknown | Records | 1956-11-14 | 0.75 | Copper | Records | No | Multi Family | Unknown | 1956-11-14 | 0.75 | Non-Lead
428 Dimmick St | Watertown | 13601 | No | Copper | Yes | Records | 2019-07-05 | 0.75 | Copper | Records | No | Single Family | Unknown | 2001-06-12 | 0.75 | Non-Lead | NYS LRP
430 Dimmick St | Watertown | 13601 | No | Copper | Unknown | Records | 1990-09-01 | 1 | Copper | Records | No | Single Family | Unknown | 1950-09-25 | 0.75 | Non-Lead
432 Dimmick St | Watertown | 13601 | No | Copper | Unknown | Records | 1990-09-01 | 1 | Copper | Records | No | Single Family | Unknown | 1965-10-11 | 0.75 | Non-Lead
438 Dimmick St | Watertown | 13601 | No | Copper | Unknown | Records | 1990-09-01 | 1 |  |  | No | Single Family | Unknown | 1927-05-26 |  |  | Unknown inside Data
442 Dimmick St | Watertown | 13601 | No | Copper | Unknown | Records | 1990-09-01 | 1 |  | Records | No | Single Family | Unknown | 1941-03-27 | 0.75 |  | Unknown inside line Material
446 Dimmick St | Watertown | 13601 | No | Copper | Unknown | Records | 1990-09-01 | 1 |  |  | No | Multi Family | Unknown |  |  |  | Unknown inside Data
451 Dimmick St | Watertown | 13601 | No | Copper | Unknown | Records | 1990-09-01 | 1 |  |  | No | Single Family | Unknown |  |  |  | Unknown inside Data
501 Dimmick St | Watertown | 13601 | No | Copper | Unknown | Records | 1990-09-01 | 1 |  |  | No | Single Family | Unknown |  |  |  | Unknown inside Data
502 Dimmick St | Watertown | 13601 | No | Copper | Unknown | Records | 1990-09-01 | 1 |  |  | No | Multi Family | Unknown |  |  |  | Unknown inside Data
505 Dimmick St | Watertown | 13601 | No | Copper | Unknown | Records | 1990-09-01 | 1 | Copper | Records | No | Single Family | Unknown | 1975-06-05 | 0.75 | Non-Lead
506 Dimmick St | Watertown | 13601 | No | Copper | Unknown | Records | 1990-09-01 | 1 | Copper | Records | No | Single Family | Unknown | 2018-07-06 | 1 | Non-Lead
509 Dimmick St | Watertown | 13601 | No | Copper | Unknown | Records | 1990-09-01 | 1 | Copper | Records | No | Single Family | Unknown | 1935-11-08 | 0.75 | Non-Lead
510 Dimmick St | Watertown | 13601 | No | Copper | Unknown | Records | 1990-09-01 | 1 |  |  | No | Single Family | Unknown |  |  |  | Unknown inside Data
516 Dimmick St | Watertown | 13601 | No | Copper | Unknown | Records | 1990-09-01 | 1 | Copper | Records | No | Single Family | Unknown | 1958-12-29 | 0.75 | Non-Lead
517 Dimmick St | Watertown | 13601 | No | Copper | Unknown | Records | 1990-09-01 | 1 |  |  | No | Multi Family | Unknown |  |  |  | Unknown Inside Data
520 Dimmick St | Watertown | 13601 | No | Copper | Unknown | Records | 1990-09-01 | 1 | Copper | Records | No | Single Family | Unknown | 1947-06-27 | 0.75 | Non-Lead
106 Division St E | Watertown | 13601 | No | Unknown | Unknown |  |  | 0.75 | Copper | Records | No | Single Family | Unknown | 1995-08-01 | 0.75 | Unknown | Unknown City side Material probably copper
110 Division St E | Watertown | 13601 | No | Copper | Unknown | Records | 1938-11-21 | 0.75 | Copper | Records | No | Single Family | Unknown | 2021-11-30 | 0.75 | Non-Lead
111 Division St E | Watertown | 13601 | No | Copper | Unknown | Records | 1930-05-14 | 0.75 | Copper | Records | No | Single Family | Unknown | 1949-02-09 | 0.75 | Non-Lead
115 Division St E | Watertown | 13601 | No | Copper | Unknown | Records | 1946-01-03 | 0.75 | Copper | Records | No | Single Family | Unknown | 1946-01-03 | 0.75 | Non-Lead
116 Division St E | Watertown | 13601 | No | Copper | Unknown | Records | 1974-10-01 | 0.75 | Copper | Records | No | Single Family | Unknown | 1986-12-01 | 0.75 | Non-Lead
119 Division St E | Watertown | 13601 | No | Copper | Unknown | Records | 1974-10-01 | 0.75 |  |  | No | Single Family | Unknown |  |  |  | Unknown Inside Data
120 Division St E | Watertown | 13601 | No | Copper | Unknown | Records | 1974-10-01 | 0.75 |  |  | No | Single Family | Unknown | 1935-07-16 |  |  | Unknown Inside Data
123 Division St E | Watertown | 13601 | No | Copper | Unknown | Records | 1974-10-01 | 0.75 |  |  | No | [5 empty] | Vacant Lot was Mobil home Unknown termination point
124 Division St E | Watertown | 13601 | No | Copper | Unknown | Records | 1974-10-01 | 0.75 | Copper | Records | No | Single Family | Unknown | 1947-05-06 | 0.75 | Non-Lead
128 Division St E | Watertown | 13601 | No | Copper | Unknown | Records | 2004-10-05 | 0.75 | Copper | Records | No | Single Family | Unknown | 2002-01-14 | 0.75 | Non-Lead
129 Division St E | Watertown | 13601 | No | Copper | Unknown | Records | 1974-10-01 | 0.75 | Copper | Records | No | Single Family | Unknown | 1990-05-17 | 0.75 | Non-Lead
129 Rear Division St E | Watertown | 13601 | No | Copper | Unknown | Records | 1989-10-04 | 1 | Copper | Records | No | Single Family | Unknown | 1989-10-04 | 1 | Non-Lead | Fed off of Haven St
132 Division St E | Watertown | 13601 | No | Copper | Unknown | Records | 1974-10-01 | 0.75 | Copper | Records | No | Single Family | Unknown | 1930-05-19 | 0.75 | Non-Lead
136 Division St E | Watertown | 13601 | No | Copper | Unknown | Records | 1939-09-19 | 0.75 | Copper | Records | No | Single Family | Unknown | 1936-09-18 | 0.75 | Non-Lead
137 Division St E | Watertown | 13601 | No | Copper | Unknown | Records | 1985-12-11 | 0.75 |  |  | No | Single Family | Unknown |  |  |  | Unknown inside Data
143 Division St E | Watertown | 13601 | No | Copper | Unknown | Records | 1947-06-20 | 0.75 | Copper | Records | No | Single Family | Unknown | 1947-06-20 | 0.75 | Non-Lead
148 Division St E | Watertown | 13601 | No | Copper | Unknown | Records | 1961-08-17 | 0.75 | Copper | Records | No | Single Family | Unknown | 1970-02-03 | 0.75 | Non-Lead
149 Division St E | Watertown | 13601 | No |  | Unknown |  |  | 0.75 | Copper | Records | No | Single Family | Unknown | 1985-04-16 | 0.75 |  | Unknown City side Data
150 Division St E | Watertown | 13601 | No | Copper | Unknown | Records | 1932-06-16 | 0.75 | Copper | Records | No | Single Family | Unknown | 1932-06-16 | 0.75 | Non-Lead
153 Division St E | Watertown | 13601 | No | Copper | Unknown | Records | 1970-10-29 | 0.75 | Copper | Records | No | Single Family | Unknown | 1970-10-29 | 0.75 | Non-Lead
154 Division St E | Watertown | 13601 | No | Copper | Unknown | Records | 1940-09-23 | 0.75 | Copper | Records | No | Single Family | Unknown | 1940-09-23 | 0.75 | Non-Lead
159 Division St E | Watertown | 13601 | No | Copper | Unknown | Records | 1930-05-14 | 0.75 | Copper | Records | No | Single Family | Unknown | 1974-11-04 | 0.75 | Non-Lead
162 Division St E | Watertown | 13601 | No | Copper | Unknown | Records | 1930-05-22 | 0.75 | Copper | Records | No | Single Family | Unknown | 2010-04-22 | 0.75 | Non-Lead
164 Division St E | Watertown | 13601 | No | Copper | Unknown | Records | 1930-05-14 | 0.75 |  |  | No | Single Family | Unknown |  |  |  | unknown inside Data
165 Division St E | Watertown | 13601 | No | Copper | Unknown | Records | 1930-05-22 | 0.75 | Copper | Records | No | Single Family | Unknown | 1930-05-22 | 0.75 | Non-Lead
166 Division St E | Watertown | 13601 | No | Galvanized | Unknown | Records | 1922-12-02 | 0.75 | Copper | Records | No | Single Family | Unknown | 2004-03-31 | 0.75 | Non-Lead | city side Galvanized except for 5' copper for Main tap
169 Division St E | Watertown | 13601 | No | Copper | Unknown | Records | 1940-08-05 | 0.75 | Copper | Records | No | Single Family | Unknown | 1940-08-05 | 0.75 | Non-Lead
172 Division St E | Watertown | 13601 | No | Copper | Unknown | Records | 1958-06-09 | 0.75 | Copper | Records | No | Single Family | Unknown | 1958-06-09 | 0.75 | Non-Lead
204 Division St E | Watertown | 13601 | No | Copper | Unknown | Records | 1952-07-08 | 0.75 | Copper | Records | No | Single Family | Unknown | 1952-07-08 | 0.75 | Non-Lead
207 Division St E | Watertown | 13601 | No |  | Unknown |  |  | 0.75 |  |  |  | Single Family | Unknown |  |  |  | Unknown Data in or out
208 Division St E | Watertown | 13601 | No | Unknown | Unknown |  |  | 0.75 | Copper | Records | No | Single Family | Unknown | 1964-03-03 | 0.75 | Unknown | Unknown city side Data
215 Division St E | Watertown | 13601 | No | Copper | Unknown | Records | 1951-07-25 | 0.75 | Copper | Records | No | Single Family | Unknown | 1951-07-25 | 0.75 | Non-Lead
219 Division St E | Watertown | 13601 | No | Copper | Unknown | Records | 1957-05-06 | 0.75 | Copper | Records | No | Single Family | Unknown | 1957-05-06 | 0.75 | Non-Lead
235 Division St E | Watertown | 13601 | No | Copper | No | Records | 1959-02-12 | 0.75 | Copper | Records | No | Single Family | Unknown | 1959-02-12 | 0.75 | Non-Lead
Rec Dept Division St E | Watertown | 13601 | No | Copper | Unknown | Records | 1951-06-01 | 0.75 | Copper | Records | No | Other | None | 1951-06-05 | 0.75 | Non-Lead
109 Division St W | Watertown | 13601 | No | Copper | Unknown | Records | 1948-06-02 | 0.75 | Copper | Records | No | Single Family | Unknown | 1948-06-02 | 0.75 | Non-Lead
113 Division St W | Watertown | 13601 | No | Copper | Unknown | Records | 1934-05-23 | 0.75 | Copper | Records | No | Single Family | Unknown | 1934-05-23 | 0.75 | Non-Lead
114 Division St W | Watertown | 13601 | No | Copper | Unknown | Records | 1934-05-28 | 0.75 | Copper | Records | No | Single Family | Unknown | 1934-05-28 | 0.75 | Non-Lead
116 Division St W | Watertown | 13601 | No | Copper | Unknown | Records | 1934-05-31 | 0.75 | Copper | Records | No | Single Family | Unknown | 1934-05-31 | 0.75 | Non-Lead
118 Division St W | Watertown | 13601 | No | Copper | Unknown | Records | 1934-05-31 | 0.75 | Copper | Records | No | Single Family | Unknown | 1934-05-31 | 0.75 | Non-Lead
119 Division St W | Watertown | 13601 | No | Copper | Unknown | Records | 1934-05-31 | 0.75 | Copper | Records | No | Single Family | Unknown | 1934-06-02 | 0.75 | Non-Lead
123 Division St W | Watertown | 13601 | No | Copper | Unknown | Records | 1934-05-31 | 0.75 | Copper | Field Insp | No | Single Family | Unknown | 1934-05-21 | 0.75 | Non-Lead | LRP found copper line
126 Division St W | Watertown | 13601 | No | Copper | Unknown | Records | 1934-05-31 | 0.75 | [8 empty] | Demolished 3/4 copper Hot Main to C/S
127 Division St W | Watertown | 13601 | No | Copper | Unknown | Records | 1934-05-31 | 0.75 | [8 empty] | Unknown Location 3/4 copper Hot Main to C/S
Blow Off Location Division St W | Watertown | 13601 | No | Copper | No | Records | 1994-04-20 | 2 | [8 empty] | Blow off
110 Dorsey St | Watertown | 13601 | No | Copper | Unknown | Records | 1947-08-19 | 0.75 | [8 empty] | Unknown Location 3/4 Copper unknown termination point
114 Dorsey St | Watertown | 13601 | No | Copper | Unknown | Records | 1938-03-03 | 0.75 |  |  | No | Single Family | Unknown |  |  |  | Unknown inside Data
121 Dorsey St | Watertown | 13601 | No | Copper | Unknown | Records | 1931-03-23 | 0.75 | Copper | Records | No | Single Family | Unknown | 1931-03-23 | 0.75 | Non-Lead
122 Dorsey St | Watertown | 13601 | No | Copper | No | Records | 1955-09-26 | 0.75 | Copper | Records | No | Single Family | Unknown | 1955-09-26 | 0.75 | Non-Lead
128 Dorsey St | Watertown | 13601 | No | Copper | Unknown | Records | 1938-03-31 | 0.75 | Copper | Records | No | Single Family | Unknown | 1955-10-04 | 0.75 | Non-Lead
142 Dorsey St | Watertown | 13601 | No | Copper | Unknown | Records | 1938-03-03 | 0.75 |  |  | No | Single Family | Unknown |  |  |  | Unknown inside Data
143 Dorsey St | Watertown | 13601 | No | Copper | Unknown | Records | 1938-04-06 | 0.75 | Copper | Records | No | Single Family | Unknown | 1950-06-21 | 0.75 | Non-Lead
147 Dorsey St | Watertown | 13601 | No | Copper | Unknown | Records | 1938-03-03 | 0.75 | Copper | Records | No | Single Family | Unknown | 1989-06-01 | 0.75 | Non-Lead
150 Dorsey St | Watertown | 13601 | No | Copper | Unknown | Records | 1938-03-03 | 0.75 |  |  | No | Single Family | Unknown |  |  |  | Unknown inside Data
154 Dorsey St | Watertown | 13601 | No | Copper | Unknown | Records | 1938-04-08 | 0.75 | Unknown | Records | No | Single Family | Unknown | 1964-12-16 | 0.75 | Unknown | Unknown inside Data
157 Dorsey St | Watertown | 13601 | No | Copper | Unknown | Records | 1938-04-11 | 0.75 |  |  | No | Single Family | Unknown |  | 0.75 |  | Unknown inside Data
165 Dorsey St | Watertown | 13601 | No | Copper | Unknown | Records | 1987-06-11 | 0.75 | Copper | Records | No | Single Family | Unknown | 1987-06-11 | 0.75 | Non-Lead
166 Dorsey St | Watertown | 13601 | No | Copper | Unknown | Records | 1938-04-13 | 0.75 |  |  | No | Single Family | Unknown |  |  |  | Unknown inside Data
168-170 Dorsey St | Watertown | 13601 | No | Copper | Unknown | Records | 1938-03-03 | 0.75 | [8 empty] | Unknown Address or termination point
172 Dorsey St | Watertown | 13601 | No | Copper | No | Records | 1963-08-20 | 0.75 | Copper | Records | No | Single Family | Unknown | 1963-08-20 | 0.75 | Non-Lead
173 Dorsey St | Watertown | 13601 | No | Copper | Unknown | Records | 1938-03-03 | 0.75 |  |  | No | Single Family | Unknown |  |  |  | Unknown inside Data
175 Dorsey St | Watertown | 13601 | No | Copper | No | Records | 1938-04-21 | 0.75 | [8 empty] | Meter pit shut off at curb box 1/8/1958 to Vac. lot
176 Dorsey St | Watertown | 13601 | No | Copper | Unknown | Records | 1938-03-03 | 0.75 | Copper | Records | No | Single Family | Unknown | 1975-06-13 | 0.75 | Non-Lead
180-182 Dorsey St | Watertown | 13601 | No | Copper | Unknown | Records | 1938-03-03 | 0.75 |  |  | No | Multi Family | Unknown |  |  |  | Unknown inside Data
114 Duffy St | Watertown | 13601 | No | Copper | Unknown | Records | 1946-08-20 | 0.75 | Copper | Records | No | Single Family | Unknown | 1946-08-20 | 0.75 | Non-Lead
120 Duffy St | Watertown | 13601 | No | Copper | Yes | Records | 1953-09-15 | 0.75 | Copper | Records | No | Single Family | Unknown | 1953-09-15 | 0.75 | Non-Lead
121 Duffy St | Watertown | 13601 | No | Copper | Unknown | Records | 1954-05-03 | 0.75 | Copper | Records | No | Single Family | Unknown | 1954-05-03 | 0.75 | Non-Lead
124 Duffy St | Watertown | 13601 | No | Copper | Unknown | Records | 1937-04-12 | 0.75 | Copper | Records | No | Single Family | Unknown | 1937-04-12 | 0.75 | Non-Lead
130 Duffy St | Watertown | 13601 | No | Copper | Unknown | Records | 1938-04-25 | 0.75 | Copper | Records | No | Single Family | Unknown | 1938-04-25 | 0.75 | Non-Lead
131 Duffy St | Watertown | 13601 | No | Copper | Unknown | Records | 1971-08-17 | 0.75 | Copper | Records | Unknown | Single Family | Unknown | 1971-08-17 | 0.75 | Non-Lead
137 Duffy St | Watertown | 13601 | No | Copper | Unknown | Records | 1939-06-21 | 0.75 | Copper | Records | No | Single Family | Unknown | 2004-10-14 | 0.75 | Non-Lead
148 Duffy St | Watertown | 13601 | No | UUL |  |  |  | 0.75 |  |  | No | Single Family | Unknown |  |  |  | Unknown Data
151 Duffy St | Watertown | 13601 | No | Copper | No | Records | 1958-05-27 | 0.75 |  |  | No | Single Family | Unknown |  |  |  | Unknown inside Data
154 Duffy St | Watertown | 13601 | No | Copper | Yes | Records | 2020-09-15 | 0.75 | Copper | Records | No | Single Family | Unknown | 2020-09-15 | 0.75 | Non-Lead | LRP
158 Duffy St | Watertown | 13601 | No | Copper | Unknown | Records | 1962-05-16 | 0.75 | Copper | Records | No | Single Family | Unknown | 1962-05-16 | 0.75 | Non-Lead
161 Duffy St | Watertown | 13601 | No | Copper | Unknown | Records | 1964-10-16 | 0.75 | Copper | Records | No | Single Family | Unknown | 1964-10-16 | 0.75 | Non-Lead
164 Duffy St | Watertown | 13601 | No | Copper | Yes | Records | 2020-07-21 | 0.75 | Copper | Records | No | Single Family | Unknown | 2020-07-21 | 0.75 | Non-Lead | LRP
165 Duffy St | Watertown | 13601 | No | Copper | Unknown | Records | 1927-08-23 | 0.75 | Copper | Records | No | Single Family | Unknown | 1951-07-26 | 0.75 | Non-Lead
169 Duffy St | Watertown | 13601 | No | Copper | Unknown | Records | 1971-04-02 | 0.75 | Copper | Records | No | Single Family | Unknown | 1971-04-02 | 0.75 | Non-Lead
170 Duffy St | Watertown | 13601 | No | Copper | Unknown | Records | 1927-04-07 | 0.75 | Copper | Records | No | Single Family | Unknown | 1952-10-17 | 0.75 | Non-Lead
176 Duffy St | Watertown | 13601 | No | Copper | Unknown | Records | 1927-04-07 | 0.75 |  |  | No | Single Family | Unknown |  | 0.75 |  | Unknown inside Data
180 Duffy St | Watertown | 13601 | No | Copper | Unknown | Records | 1931-04-27 | 0.75 | Copper | Records | No | Single Family | Unknown | 1984-09-11 | 0.75 | Non-Lead
188 Duffy St | Watertown | 13601 | No | Copper | Yes | Records | 2021-07-14 | 0.75 | Copper | Records | No | Single Family | Unknown | 1981-06-01 | 0.75 | Non-Lead | LRP
190 Duffy St | Watertown | 13601 | No | Copper | No | Records | 1950-07-31 | 0.75 | Copper | Records | No | Single Family | Unknown | 1950-07-31 | 0.75 | Non-Lead
193 Duffy St | Watertown | 13601 | No | Copper | No | Records | 1959-05-13 | 0.75 | Copper | Records | No | Single Family | Unknown | 1959-05-13 | 0.75 | Non-Lead
195 Duffy St | Watertown | 13601 | No | Copper | No | Records | 1960-05-18 | 0.75 | Copper | Records | No |  | None | 1960-05-18 | 0.75 | Non-Lead | Demolished Unknown termination point 3/4 copper
203 Duffy St | Watertown | 13601 | No | Galvanized | Unknown | Records | 1953-08-08 | 2 | Galvanized | Records | No |  | None | 1953-08-08 | 2 | GSLRR | Demolished Unknown Termination point
NYCRR Co Meter Pit Duffy St | Watertown | 13601 | No | Copper | Unknown | Records | 1941-10-02 | 2 | [8 empty] | Unknown Termination point
813 Earl St | Watertown | 13601 | No | Copper | Unknown | Records | 1950-09-05 | 0.75 | Copper | Records | No | Single Family | Unknown | 1927-07-15 | 0.75 | Non-Lead
814 Earl St | Watertown | 13601 | No | Copper | Unknown | Records | 1950-09-06 | 0.75 | Copper | Records | No | Single Family | Unknown | 1927-07-14 | 0.75 | Non-Lead
816 Earl St | Watertown | 13601 | No | Copper | No | Records | 1927-07-14 | 0.75 | Copper | Records | No | Single Family | Unknown | 1927-07-14 | 0.75 | Non-Lead
817 Earl St | Watertown | 13601 | No | Copper | Unknown | Records | 1950-09-06 | 0.75 |  | Records | No | Single Family | Unknown | 1927-07-15 | 0.75 |  | Unknown inside Data
825 Earl St | Watertown | 13601 | No | Copper | Unknown | Records | 1950-09-06 | 0.75 |  |  | No | Single Family | Unknown | 1927-07-14 | 0.75 |  | Unknown inside Data
373 East Ave | Watertown | 13601 | No | Copper | No | Records | 1958-04-17 | 1 | Copper | Records | No | Single Family | Unknown | 1958-04-17 | 1 | Non-Lead | Duplicate 3/4 copper tied in before meter Both services are hot ?
375 East Ave | Watertown | 13601 | No | Copper | No | Records | 1957-10-31 | 0.75 | Copper | Records | No | Single Family | Unknown | 1957-10-31 | 0.75 | Non-Lead
401 East Ave | Watertown | 13601 | No | Copper | Unknown | Records | 2004-05-12 | 0.75 | Copper | Records | No | Single Family | Unknown | 1949-10-21 | 0.75 | Non-Lead
405 East Ave | Watertown | 13601 | No | Copper | Yes | Records | 2019-07-09 | 1 | Copper | Records | No | Single Family | Unknown | 1950-09-05 | 0.75 | Non-Lead | LRP
409 East Ave | Watertown | 13601 | No | Copper | Unknown | Records | 1974-07-10 | 0.75 | Copper | Records | No | Single Family | Unknown | 1974-07-10 | 0.75 | Non-Lead
413 East Ave | Watertown | 13601 | No | Copper | Yes | Records | 2018-05-08 | 1 |  |  | No | Single Family | Unknown | 1932-12-22 | 0.75 |  | Unknown inside Data
414 East Ave | Watertown | 13601 | No | Copper | Unknown | Records | 1980-09-10 | 0.75 | Copper | Records | No | Single Family | Unknown | 1980-09-10 | 0.75 | Non-Lead
417 East Ave | Watertown | 13601 | No | Copper | Unknown | Records | 1984-09-05 | 0.75 | Copper | Records | No | Single Family | Unknown | 1984-09-05 | 0.75 | Non-Lead
418 East Ave | Watertown | 13601 | No | Copper | Unknown | Records | 1988-03-17 | 0.75 | Copper | Records | No | Single Family | Unknown | 1988-03-17 | 0.75 | Non-Lead
421 East Ave | Watertown | 13601 | No | Copper | Unknown | Records | 1990-09-26 | 1 | Copper | Records | No | Single Family | Unknown | 1990-09-26 | 1 | Non-Lead
422 East Ave | Watertown | 13601 | No | Copper | Unknown | Records | 2004-06-22 | 1 | Copper | Records | No | Single Family | Unknown | 2004-06-22 | 1 | Non-Lead
425 East Ave | Watertown | 13601 | No | Copper | Yes | Records | 2019-07-18 | 0.75 |  |  | No | Single Family | Unknown | 1923-04-29 | 0.75 |  | LRP Inside Unknown Data
426 East Ave | Watertown | 13601 | Unknown | Unknown | Unknown | Records | 1923-12-08 | 0.75 |  |  | Unknown | Single Family | Unknown | 1923-12-08 | 0.75 |  | Unknown Data in and out
429 East Ave | Watertown | 13601 | No | Copper | Unknown | Records | 1987-09-17 | 1 | Copper | Records | No | Single Family | Unknown | 1987-09-17 | 1 | Non-Lead
430 East Ave | Watertown | 13601 | No | Copper | Yes | Records | 2019-10-30 | 0.75 | Copper | Records | No | Single Family | Unknown | 2019-10-30 | 0.75 | Non-Lead | LRP
432 East Ave | Watertown | 13601 | No | Copper | Unknown | Records | 1980-06-18 | 0.75 | Copper | Records | No | Multi Family | Unknown | 1980-06-18 | 0.75 | Non-Lead
434-436 East Ave | Watertown | 13601 | No | Copper | Unknown | Records | 1980-06-18 | 0.75 | Copper | Records | No | Multi Family | Unknown | 1980-06-18 | 0.75 | Non-Lead
435 East Ave | Watertown | 13601 | No | Copper | Unknown | Records | 1928-06-08 | 0.75 | Copper | Records | No | Single Family | Unknown | 1928-06-08 | 0.75 | Non-Lead
438 East Ave | Watertown | 13601 | No | Copper | Unknown | Records | 2019-07-16 | 0.75 | Copper | Records | No | Single Family | Unknown | 2014-04-25 | 0.75 | Non-Lead
439 East Ave | Watertown | 13601 | No | Copper | Unknown | Records | 1955-07-05 | 0.75 | Copper | Records | No | Single Family | Unknown | 1955-07-05 | 0.75 | Non-Lead
442 East Ave | Watertown | 13601 | No | Copper | Unknown | Records | 2004-06-03 | 1 | Copper | Records | No | Single Family | Unknown | 2007-06-26 | 1 | Non-Lead
443 East Ave | Watertown | 13601 | No | Copper | Yes | Records | 2018-11-05 | 0.75 | Copper | Records | No | Single Family | Unknown | 2018-11-19 | 0.75 | Non-Lead
1721 (114) East Hills | Watertown | 13601 | No | Unknown | Unknown | Records | 1951-06-01 | 3 | Known Other | Records | No | Multi Family | Unknown | 1951-06-01 | 1.5 | Unknown
1722 (107) East Hills | Watertown | 13601 | No | Unknown | Unknown | Records | 1951-06-01 | 3 | Unknown | Records | No | Multi Family | Unknown | 1951-06-01 | 1.5 | Unknown
1729 (113) East Hills | Watertown | 13601 | No | Unknown | Unknown | Records | 1951-06-01 | 3 | Unknown | Records | No | Multi Family | Unknown | 1951-06-01 | 1.5 | Unknown
1736 (108) East Hills | Watertown | 13601 | No | Unknown | Unknown | Records | 1951-06-01 | 3 | Unknown | Records | No | Multi Family | Unknown | 1951-06-01 | 1.5 | Unknown
1737 (112) East Hills | Watertown | 13601 | No | Unknown | Unknown | Records | 1951-06-01 | 3 | Unknown | Records | No | Multi Family | Unknown | 1951-06-01 | 1.5 | Unknown
1742 (109) East Hills | Watertown | 13601 | No | Unknown | Unknown | Records | 1951-06-01 | 3 | Unknown | Records | No | Multi Family | Unknown | 1951-06-01 | 1.5 | Unknown
1745 (111) East Hills | Watertown | 13601 | No | Unknown | Unknown | Records | 1951-06-01 | 3 | Unknown | Records | No | Multi Family | Unknown | 1951-06-01 | 1.5 | Unknown
1750 (110) East Hills | Watertown | 13601 | No | Unknown | Unknown | Records | 1951-06-01 | 3 | Unknown | Records | No | Multi Family | Unknown | 1951-06-01 | 1.5 | Unknown
294 (104) East Hills | Watertown | 13601 | No | Copper | No | Records | 1990-06-01 | 1.5 | Copper | Records | No | Multi Family | Unknown | 1990-06-01 | 1.5 | Non-Lead
297 (100) East Hills | Watertown | 13601 | No | Copper | No | Records | 1990-06-01 | 1.5 | Copper | Records | No | Multi Family | Unknown | 1990-06-01 | 1.5 | Non-Lead
302 (105) East Hills | Watertown | 13601 | No | Copper | No | Records | 1990-06-01 | 1.5 | Copper | Records | No | Multi Family | Unknown | 1990-06-01 | 1.5 | Non-Lead
306 (118 Maintenance) East Hills | Watertown | 13601 | No | Copper | No | Records | 1990-06-01 | 1.5 | Copper | Field Insp | No | Multi Family | Unknown | 1990-06-01 | 1.5 | Non-Lead
311 (101) East Hills | Watertown | 13601 | No | Copper | No | Records | 1990-06-01 | 1.5 | Copper | Records | No | Multi Family | Unknown | 1990-06-01 | 1.5 | Non-Lead
316 (106) East Hills | Watertown | 13601 | No | Copper | No | Records | 1990-06-01 | 1.5 | Copper | Records | No | Multi Family | Unknown | 1990-06-01 | 1.5 | Non-Lead
327 (102) East Hills | Watertown | 13601 | No | Copper | No | Records | 1990-06-01 | 1.5 | Copper | Records | No | Multi Family | Unknown | 1990-06-01 | 1.5 | Non-Lead
328 (117) East Hills | Watertown | 13601 | No | Copper | No | Records | 1990-06-01 | 1.5 | Copper | Records | No | Multi Family | Unknown | 1990-06-01 | 1.5 | Non-Lead
342 (115) East Hills | Watertown | 13601 | No | Copper | No | Records | 1990-06-01 | 1.5 | Copper | Records | No | Multi Family | Unknown | 1990-06-01 | 1.5 | Non-Lead
343 (103) East Hills | Watertown | 13601 | No | Copper | No | Records | 1990-06-01 | 1.5 | Copper | Records | No | Multi Family | Unknown | 1990-06-01 | 1.5 | Non-Lead
350 (116) East Hills | Watertown | 13601 | No | Copper | No | Records | 1990-06-01 | 1.5 | Copper | Records | No | Multi Family | Unknown | 1990-06-01 | 1.5 | Non-Lead
Housing Project Temp 1 Inch Conn East Hills | Watertown | 13601 | No | Copper | No | Records | 1951-07-13 | 1 | [8 empty] | Temporary Construction Tap
Office Bldg ( Old Section) East Hills | Watertown | 13601 | No | Known Other | No | Records | 1951-06-01 | 3 | Known Other | Records | No | Business | Unknown | 1951-06-01 | 3 | Non-Lead
407-409 East St | Watertown | 13601 | No | Copper | Unknown | Records | 1930-11-07 | 0.75 | Copper | Records | No | Multi Family | Unknown | 1930-11-07 | 0.75 | Non-Lead
410 East St | Watertown | 13601 | No | Copper | Unknown | Records | 1925-06-24 | 0.75 | Copper | Records | No | Single Family | Unknown | 1925-10-12 | 0.75 | Non-Lead
415 East St | Watertown | 13601 | No | Copper | Unknown | Records | 1939-11-17 | 0.75 | Copper | Records | No | Single Family | Unknown | 1957-05-06 | 0.75 | Non-Lead
417 East St | Watertown | 13601 | No | Copper | Unknown | Records | 1939-11-07 | 0.75 | [8 empty] | Unknown Address Location 3/4 copper unknown termination point
418 East St | Watertown | 13601 | No | Copper | Unknown | Records | 1948-07-16 | 0.75 | Copper | Records | No | Multi Family | Unknown | 1948-07-16 | 0.75 | Non-Lead
114 Eastern Blvd | Watertown | 13601 | No | Copper | No | Records | 1996-07-17 | 2 | Copper | Records | No |  |  | 1996-07-17 | 1 | Non-Lead | Demolished 1" copper cut and peened
125 Eastern Blvd | Watertown | 13601 | No | Copper | No | Records | 1994-12-08 | 1 | [8 empty] | Demolished
135 Eastern Blvd | Watertown | 13601 | No | Unknown | No | Records | 1958-06-04 | 0.75 |  |  | No | Business | Unknown |  |  |  | Unknown Data
139 Eastern Blvd | Watertown | 13601 | No | Copper | No | Records | 1948-08-06 | 0.75 | Copper | Records | No | Single Family | Unknown | 1946-08-06 | 0.75 | Non-Lead
140 Eastern Blvd | Watertown | 13601 | No | Copper | No | Records | 1978-08-01 | 1 | Copper | Records | No | Business | Unknown | 1978-08-01 | 1 | Non-Lead
142 Eastern Blvd | Watertown | 13601 | No | Copper | No | Records | 1972-07-07 | 2 | Copper | Records | No | Business | None | 2015-01-12 | 2 | Non-Lead
144 Eastern Blvd | Watertown | 13601 | Unknown | Known Other | Unknown | Records | 1962-12-06 | 6
203 Eastern Blvd | Watertown | 13601 | No | Copper | No | Records | 1945-11-02 | 0.75 | Copper | Records | No | Single Family | Unknown | 1945-11-02 | 0.75 | Non-Lead
207 Eastern Blvd | Watertown | 13601 | No | [7 empty] | No | Single Family | Unknown |  |  |  | Unknown Data in and out
213 Eastern Blvd | Watertown | 13601 | No | Copper | No | Records | 1946-08-30 | 0.75 | Copper | Records | No | Single Family | Unknown | 1946-08-30 | 0.75 | Non-Lead
217 Eastern Blvd | Watertown | 13601 | No | Copper | No | Records | 1949-02-23 | 0.75 | Copper | Records | No | Single Family | Unknown | 1949-02-22 | 0.75 | Non-Lead
221 Eastern Blvd | Watertown | 13601 | No | Copper | No | Records | 1949-02-23 | 0.75 | Copper | Records | No | Single Family | Unknown | 1949-02-18 | 0.75 | Non-Lead
227 Eastern Blvd | Watertown | 13601 | No | Copper | No | Records | 1949-02-21 | 0.75 | Copper | Records | No | Single Family | Unknown | 1949-02-18 | 0.75 | Non-Lead
233 Eastern Blvd | Watertown | 13601 | No | Copper | No | Records | 1961-06-09 | 0.75 | Copper | Records | No | Single Family | Unknown | 1961-06-09 | 0.75 | Non-Lead
237 Eastern Blvd | Watertown | 13601 | No | Copper | No | Records | 1955-08-05 | 0.75 | Copper | Records | No | Single Family | Unknown | 1955-08-05 | 0.75 | Non-Lead
259 Eastern Blvd | Watertown | 13601 | No | Copper | No | Records | 1953-04-01 | 1 | Copper | Records | No | Business | Unknown | 1953-05-01 | 1 | Non-Lead
340 Eastern Blvd | Watertown | 13601 | No | Copper | No | Records | 1985-12-01 | 2 |  |  | No | Business | Unknown |  | 2 |  | Unknown inside Data
363 Eastern Blvd | Watertown | 13601 | No | Copper | Unknown | Records | 1960-10-17 | 2 | Copper | Records | No | Business | Unknown | 1960-10-17 | 2 | Non-Lead
420 Eastern Blvd | Watertown | 13601 | No | Copper | No | Records | 1986-06-01 | 1 | Copper | Records | No | Business | Unknown | 1986-06-01 | 1 | Non-Lead
431 Eastern Blvd | Watertown | 13601 | No | Copper | No | Records | 1974-06-01 | 2 | Copper | Records | No | Business | Unknown | 1974-06-01 | 2 | Non-Lead
434 Eastern Blvd | Watertown | 13601 | No | Copper | No | Records | 1988-12-01 | 1 | Copper | Records | No | Business | Unknown | 1989-04-26 | 0.75 | Non-Lead
451 Eastern Blvd | Watertown | 13601 | No | Copper | No | Records | 1974-02-05 | 0.75 | Copper | Records | No | Business | Unknown | 1974-02-05 | 0.75 | Non-Lead
491-493 Eastern Blvd | Watertown | 13601 | No | Copper | No | Records | 1964-05-21 | 2 | Copper | Records | No | Business | Unknown | 1964-05-21 | 2 | Non-Lead
524 Eastern Blvd | Watertown | 13601 | No | Copper | Unknown | Records |  | 1 | Copper | Records | No | Single Family | Unknown | 1997-06-03 | 0.75 | Non-Lead
531 Eastern Blvd | Watertown | 13601 | No | Copper | Unknown | Records | 1964-09-11 | 0.75 | Copper | Records | No | Business | Unknown | 1964-09-11 | 0.75 | Non-Lead
533 Eastern Blvd | Watertown | 13601 | No | Copper | Unknown | Records | 1952-07-24 | 0.75 | Copper | Records | No | Single Family | Unknown | 1952-07-24 | 0.75 | Non-Lead
536 Eastern Blvd | Watertown | 13601 | No | Copper | Unknown | Records | 1955-06-17 | 1 | Copper | Records | No | Single Family | Unknown | 1955-06-17 | 0.75 | Non-Lead
537 Eastern Blvd | Watertown | 13601 | Unknown |  |  |  | 1927-09-06 |  |  |  |  | Single Family | Unknown |  |  |  | Unknown Data inside or out
540 Eastern Blvd | Watertown | 13601 | No | Copper | Unknown | Records | 1949-05-11 | 0.75 | Copper | Records | No | Single Family | Unknown | 1949-05-11 | 0.75 | Non-Lead
542 Eastern Blvd | Watertown | 13601 | No | Copper | No | Records | 1989-09-08 | 1 | Copper | Records | No | Single Family | Unknown | 1989-09-08 | 1 | Non-Lead
544 Eastern Blvd | Watertown | 13601 | No | Copper | Unknown | Records | 1946-06-26 | 0.75 | Copper | Records | No | Single Family | Unknown | 1970-06-17 | 0.75 | Non-Lead
545 Eastern Blvd | Watertown | 13601 | No | Copper | No | Records | 1927-09-06 | 0.75 | Copper | Records | No | Single Family | Unknown | 1927-09-07 | 0.75 | Non-Lead
553 Eastern Blvd | Watertown | 13601 | No | Copper | No | Records | 1927-09-06 | 0.75 | Copper | Records | No | Single Family | Unknown | 1927-09-07 | 0.75 | Non-Lead
556 Eastern Blvd | Watertown | 13601 | No | Copper | Unknown | Records | 1997-04-06 | 0.75 | Copper | Records | No | Single Family | Unknown | 1929-04-06 | 0.75 | Non-Lead
561 Eastern Blvd | Watertown | 13601 | No | Copper | Unknown | Records | 1927-08-15 | 0.75 | Copper | Records | No | Single Family | Unknown | 1927-09-07 | 0.75 | Non-Lead
562 Eastern Blvd | Watertown | 13601 | No | Copper | Unknown | Records | 1943-05-26 | 0.75 | Copper | Records | No | Single Family | Unknown | 1942-02-02 | 0.75 | Non-Lead
563 Eastern Blvd | Watertown | 13601 | No | Copper | Unknown | Records | 1927-09-16 | 0.75 | Copper | Records | No |  |  | 1927-09-16 | 0.75 | Non-Lead | Demolished unknown termination point
566 Eastern Blvd | Watertown | 13601 | No | Copper | Unknown | Records | 1997-07-30 | 1 |  |  | No | Single Family | Unknown |  |  |  | Unknown inside Data
572 Eastern Blvd | Watertown | 13601 | No | Copper | No | Records | 1952-04-24 | 0.75 |  |  | No | Single Family | Unknown |  | 0.75 |  | Unknown inside Data
573 Eastern Blvd | Watertown | 13601 | No | Copper | No | Records | 1946-06-27 | 0.75 | Copper | Records | No | Single Family | Unknown | 1946-06-27 | 0.75 | Non-Lead
585 Eastern Blvd | Watertown | 13601 | No | Copper | No | Records | 1955-09-15 | 0.75 | Copper | Records | No | Single Family | Unknown | 1955-09-15 | 0.75 | Non-Lead
597 Eastern Blvd | Watertown | 13601 | No | Copper | Unknown | Records | 1930-04-22 | 1 | Copper | Records | No | Business | Unknown | 1930-04-23 | 1 | Non-Lead
Gasoline Station Eastern Blvd | Watertown | 13601 | No | Copper | Unknown | Records | 1940-08-26 | 1 | [8 empty] | Demolished Unknown termination point
715 Eddy St | Watertown | 13601 | No |  | No |  | 1957-09-16 | 1 |  |  |  | Single Family | Unknown |  |  |  | Unknown Data inside and outside
716 Eddy St | Watertown | 13601 | No | Copper | No | Records | 2010-06-01 | 1 | Copper | Records | No | Single Family | Unknown | 1982-06-01 | 0.75 | Non-Lead | Fed off of Breen Ave
Boon St and Eddy St Eddy St | Watertown | 13601 | Unknown | [13 empty] | Unknown Data fed garden in 1926
1 Edmund St | Watertown | 13601 | Unknown | Known Other | Unknown | Records |  | 6 |  |  |  | Other | None |  |  |  | Unknown Data
112 Elm St | Watertown | 13601 | No | Copper | No | Records | 1956-02-27 | 0.75 |  |  | No |  | None |  |  |  | Demolished unknown termination point
113 Elm St | Watertown | 13601 | No | Copper | No | Records | 1947-06-18 | 0.75 | Copper | Records | No | Single Family | Unknown | 1946-12-19 | 0.75 | Non-Lead
118-120 Elm St | Watertown | 13601 | No | Copper | Unknown | Records | 1947-06-18 | 0.75 | Copper | Records | No | Multi Family | Unknown | 1947-06-18 | 0.75 | Non-Lead
121 Elm St | Watertown | 13601 | No | Copper | No | Records | 1959-09-16 | 0.75 | Copper | Records | No | Single Family | Unknown | 1959-09-16 | 0.75 | Non-Lead
122-124 Elm St | Watertown | 13601 | No | Copper | Unknown | Records | 1947-06-18 | 0.75 |  |  | No | Multi Family | Unknown |  |  |  | Unknown inside Data
126 Elm St | Watertown | 13601 | No | Copper | Unknown | Records | 1947-06-13 | 0.75 |  |  | No | Single Family | Unknown | 1929-05-16 | 0.75 |  | Unknown inside Data
129 Elm St | Watertown | 13601 | No | Copper | No | Records | 1964-09-29 | 0.75 | Copper | Records | No | Single Family | Unknown | 1964-09-29 | 0.75 | Non-Lead
134 Elm St | Watertown | 13601 | No | Copper | No | Records | 1957-06-17 | 0.75 | Copper | Records | No | Single Family | Unknown | 1957-06-17 | 0.75 | Non-Lead
135 Elm St | Watertown | 13601 | No | Copper | No | Records | 1960-06-27 | 0.75 | Copper | Records | No | Single Family | Unknown | 1960-06-27 | 0.75 | Non-Lead
140 Elm St | Watertown | 13601 | No | Copper | No | Records | 1958-10-23 | 0.75 | Copper | Records | No | Single Family | Unknown | 1958-10-23 | 0.75 | Non-Lead
141 Elm St | Watertown | 13601 | No | Copper | No | Records | 1956-09-17 | 0.75 | Copper | Records | No | Single Family | Unknown | 1956-09-17 | 0.75 | Non-Lead
147 Elm St | Watertown | 13601 | No | Copper | No | Records | 1964-05-06 | 0.75 | Copper | Records | No | Single Family | Unknown | 1964-05-06 | 0.75 | Non-Lead
150 Elm St | Watertown | 13601 | No | Copper | No | Records | 1959-09-03 | 0.75 | Copper | Records | No | Single Family | Unknown | 1959-09-03 | 0.75 | Non-Lead
202 Elm St | Watertown | 13601 | No | Copper | No | Records | 1949-07-05 | 0.75 | Copper | Records | No | Single Family | Unknown | 1949-07-05 | 0.75 | Non-Lead
207 Elm St | Watertown | 13601 | No | Copper | No | Records | 1949-09-20 | 0.75 | Copper | Records | No | Single Family | Unknown | 1949-09-20 | 0.75 | Non-Lead
208 Elm St | Watertown | 13601 | No | Copper | No | Records | 1949-09-20 | 0.75 |  |  | No | Single Family | Unknown |  | 0.75 |  | Unknown inside Data
213 Elm St | Watertown | 13601 | No | Copper | No | Records | 1949-09-20 | 0.75 | Copper | Records | No | Single Family | Unknown | 1949-09-20 | 0.75 | Non-Lead
214 Elm St | Watertown | 13601 | No | Copper | No | Records | 1951-11-09 | 0.75 | Copper | Records | No | Single Family | Unknown | 1951-11-09 | 0.75 | Non-Lead
217 Elm St | Watertown | 13601 | No | Copper | No | Records | 1949-09-20 | 0.75 | Copper | Records | No | Single Family | Unknown | 1949-09-20 | 0.75 | Non-Lead
220 Elm St | Watertown | 13601 | No | Copper | No | Records | 1949-09-22 | 0.75 | Copper | Records | No | Single Family | Unknown | 1949-10-13 | 0.75 | Non-Lead
221 Elm St | Watertown | 13601 | No | Copper | No | Records | 1950-04-28 | 0.75 | Copper | Records | No | Single Family | Unknown | 1950-04-28 | 0.75 | Non-Lead
226 Elm St | Watertown | 13601 | No |  |  |  | 1955-06-01 |  | Copper |  |  | Single Family | Unknown | 1955-06-01 |  |  | Unknown Data inside or city side
227 Elm St | Watertown | 13601 | No | Copper | No | Records | 1957-05-21 | 0.75 |  |  | No | Single Family | Unknown |  | 0.75 |  | Unknown inside Data
232 Elm St | Watertown | 13601 | No |  | Unknown | [6 empty] | Single Family | Unknown |  |  |  | Unknown inside and city side Data
233 Elm St | Watertown | 13601 | No |  | No |  | 1957-06-13 | 0.75 |  |  |  | Single Family | Unknown |  |  |  | Unknown inside and city side Data
240 Elm St | Watertown | 13601 | No |  |  | Records | 1956-07-30 | 0.75 |  |  |  | Single Family | Unknown | 1956-09-10 | 0.75 |  | Unknown inside and city side Data, work done by plumber
241 Elm St | Watertown | 13601 | No | Copper | No | Records | 1956-10-04 | 0.75 | Copper | Records | No | Single Family | Unknown | 1956-10-04 | 0.75 | Non-Lead
246 Elm St | Watertown | 13601 | No | Copper | No | Records | 1956-08-14 | 0.75 | Copper | Records | No | Single Family | Unknown | 1956-08-14 | 0.75 | Non-Lead | Plumber did work
247 Elm St | Watertown | 13601 | No | [13 empty] | Unknown Data in and out
252 Elm St | Watertown | 13601 | No | Copper | No | Records | 1959-04-23 | 0.75 | Copper | Records | No | Single Family | Unknown | 1959-04-23 | 0.75 | Non-Lead
253 Elm St | Watertown | 13601 | No | Copper | No | Records | 1959-04-23 | 0.75 | Copper | Records | No | Single Family | Unknown | 1959-04-23 | 0.75 | Non-Lead
258 Elm St | Watertown | 13601 | No | Copper | No | Records | 1959-04-21 | 0.75 | Copper | Records | No | Single Family | Unknown | 1959-04-21 | 0.75 | Non-Lead
262 Elm St | Watertown | 13601 | No | Copper | No | Records | 1959-04-23 | 0.75 | Copper | Records | No | Single Family | Unknown | 1959-04-23 | 0.75 | Non-Lead
263 Elm St | Watertown | 13601 | No | Copper | No | Records | 1959-04-21 | 0.75 | Copper | Records | No | Single Family | Unknown | 1959-04-21 | 0.75 | Non-Lead
271 Elm St | Watertown | 13601 | No | Copper | No | Records | 1959-04-21 | 0.75 | Copper | Records | No | Single Family | Unknown | 1959-04-21 | 0.75 | Non-Lead
165 Ely St | Watertown | 13601 | No | Copper | No | Records | 1964-09-01 | 0.75 |  |  | No | Single Family | Unknown |  | 0.75 |  | Unknown inside Data
168 Ely St | Watertown | 13601 | No | Copper | Unknown | Records | 2003-06-18 | 0.75 | Copper | Records | No | Single Family | Unknown | 1966-08-02 | 0.75 | Non-Lead
173 Ely St | Watertown | 13601 | No | Copper | Unknown | Records | 1953-09-10 | 0.75 | Copper | Records | No | Single Family | Unknown | 1953-09-10 | 0.75 | Non-Lead
183 Ely St | Watertown | 13601 | No | Copper | No | Records | 1985-06-13 | 0.75 | Copper | Records | No | Single Family | Unknown | 1985-06-13 | 0.75 | Non-Lead
191 Ely St | Watertown | 13601 | No | Copper | No | Records | 2002-07-18 | 0.75 | Copper | Records | No | Single Family | Unknown | 2002-07-18 | 0.75 | Non-Lead
193 Ely St | Watertown | 13601 | No | Copper | No | Records | 2006-06-20 | 1 | Copper | Records | No | Single Family | Unknown | 2006-06-20 | 1 | Non-Lead
194 Ely St | Watertown | 13601 | No | Copper | Unknown | Records | 1953-09-09 | 0.75 | Copper | Records | No | Single Family | Unknown | 1953-09-09 | 0.75 | Non-Lead
195 Ely St | Watertown | 13601 | No | Copper | Unknown | Records | 2006-05-03 | 1 | Copper | Records | No | Single Family | Unknown | 2006-05-03 | 1 | Non-Lead
196 Ely St | Watertown | 13601 | No | Copper | Unknown | Records | 1953-09-09 | 0.75 | Copper | Records | No | Single Family | Unknown | 1953-09-09 | 0.75 | Non-Lead
199 Ely St | Watertown | 13601 | No | Copper | Unknown | Records | 1953-09-03 | 0.75 | Copper | Records | No |  | None | 1953-09-03 | 0.75 | Non-Lead | Demolished Unknown termination point
20 Emerson Court | Watertown | 13601 | No | Copper | Unknown | Records | 2003-06-01 | 1 | Copper | Records | No | Multi Family | Unknown | 2003-07-17 | 1 | Non-Lead
21 Emerson Court | Watertown | 13601 | No | Copper | Unknown | Records | 2003-06-01 | 1 | Copper | Records | No | Multi Family | Unknown | 2003-07-17 | 1 | Non-Lead
22 Emerson Court | Watertown | 13601 | No | Copper | Unknown | Records | 2003-06-01 | 1 | Copper | Records | No | Multi Family | Unknown | 2003-07-18 | 1 | Non-Lead
23 Emerson Court | Watertown | 13601 | No | Copper | Unknown | Records | 2003-06-01 | 1 | Copper | Records | No | Multi Family | Unknown | 2003-07-18 | 1 | Non-Lead
24 Emerson Court | Watertown | 13601 | No | Copper | Unknown | Records | 2003-06-01 | 1 | Copper | Records | No | Multi Family | Unknown | 2003-07-18 | 1 | Non-Lead
25 Emerson Court | Watertown | 13601 | No | Copper | Unknown | Records | 2003-06-01 | 1 | Copper | Records | No | Multi Family | Unknown | 2003-07-18 | 1 | Non-Lead
26 Emerson Court | Watertown | 13601 | No | Copper | Unknown | Records | 2003-06-01 | 1 | Copper | Records | No | Multi Family | Unknown | 2003-07-18 | 1 | Non-Lead
27 Emerson Court | Watertown | 13601 | No | Copper | Unknown | Records | 2003-06-01 | 1 | Copper | Records | No | Multi Family | Unknown | 2003-07-18 | 1 | Non-Lead
28 Emerson Court | Watertown | 13601 | No | Copper | Unknown | Records | 2003-06-01 | 1 | Copper | Records | No | Multi Family | Unknown | 2003-07-20 | 1 | Non-Lead
29-30 Emerson Court | Watertown | 13601 | No | Copper | Unknown | Records | 2003-06-01 | 1 | Copper | Records | No | Multi Family | Unknown | 2003-07-20 | 1 | Non-Lead
20 Emerson Pl | Watertown | 13601 | No | Copper | Unknown | Records | 2003-06-01 | 1 | Copper | Records |  |  |  | 2003-07-17 | 1 | Non-Lead
21 Emerson Pl | Watertown | 13601 | No | Copper | Unknown | Records | 2003-06-01 | 1 | Copper | Records | No | Multi Family | Unknown | 2003-07-17 | 1 | Non-Lead
22 Emerson Pl | Watertown | 13601 | No | Copper | Unknown | Records | 2003-06-01 | 1 | Copper | Records | No | Multi Family | Unknown | 2003-07-18 | 1 | Non-Lead
23 Emerson Pl | Watertown | 13601 | No | Copper | Unknown | Records | 2003-06-01 | 1 | Copper | Records | No | Multi Family | Unknown | 2003-07-18 | 1 | Non-Lead
24 Emerson Pl | Watertown | 13601 | No | Copper | Unknown | Records | 2003-06-01 | 1 | Copper | Records | No | Multi Family | Unknown | 2003-07-18 | 1 | Non-Lead
25 Emerson Pl | Watertown | 13601 | No | Copper | Unknown | Records | 2003-06-01 | 1 | Copper | Records | No | Multi Family | Unknown | 2003-07-18 | 1 | Non-Lead
26 Emerson Pl | Watertown | 13601 | No | Copper | Unknown | Records | 2003-06-01 | 1 | Copper | Records | No | Multi Family | Unknown | 2003-07-18 | 1 | Non-Lead
27 Emerson Pl | Watertown | 13601 | No | Copper | Unknown | Records | 2003-06-01 | 1 | Copper | Records | No | Multi Family | Unknown | 2003-07-18 | 1 | Non-Lead
28 Emerson Pl | Watertown | 13601 | No | Copper | Unknown | Records | 2003-06-01 | 1 | Copper | Records | No | Multi Family | Unknown | 2003-07-20 | 1 | Non-Lead
29 Emerson Pl | Watertown | 13601 | No | Copper | Unknown | Records | 2003-06-01 | 1 | Copper | Records | No | Multi Family | Unknown | 2003-07-20 | 1 | Non-Lead
30 Emerson Pl | Watertown | 13601 | No | Copper | Unknown | Records | 2003-06-01 | 1 | Copper | Records | No | Multi Family | Unknown | 2003-07-21 | 1 | Non-Lead
6 inch Main Emerson Pl | Watertown | 13601 | No | Known Other |  | Records | 2003-06-01 | 6 | [8 empty] | 6" D.I.P. to replace old 4"
House Service Next to 25 Emerson Pl | Watertown | 13601 | No | Copper | No | Records | 2003-06-01 | 1 | Copper | Records | No | Multi Family | Unknown | 2003-07-18 | 1 | Non-Lead
511 Emerson St | Watertown | 13601 | No | Copper | Unknown | Records | 1996-12-06 | 0.75 | Copper | Records | No | Multi Family | None | 1981-12-01 | 0.75 | Non-Lead
515 Emerson St | Watertown | 13601 | No | Copper | Yes | Records | 2020-10-15 | 0.75 | Copper | Records | No | Multi Family | None | 2020-10-15 | 0.75 | Non-Lead
517 Emerson St | Watertown | 13601 | No | Copper | Unknown | Records | 1991-01-29 | 1 | Unknown |  | No | Single Family | None |  | 1 | Unknown
519 Emerson St | Watertown | 13601 | No | Copper | Unknown | Records | 1958-10-03 | 0.75 |  |  | No | Multi Family | Unknown |  | 0.75 |  | Unknown Inside Data
522-524 Emerson St | Watertown | 13601 | Yes | Unknown | Yes | Records | 1924-07-03 | 1 |  |  |  | Multi Family | Unknown |  |  |  | Unknown inside Data
523 Emerson St | Watertown | 13601 | No | Copper | Yes | Records | 1984-06-19 | 0.75 | Copper | Records | No | Single Family | Unknown | 1988-05-25 | 0.75 | Non-Lead | Unknown city side material - 3/4 copper at main
525 Emerson St | Watertown | 13601 | Yes | Unknown | Yes | Records | 1924-07-01 | 1 | Galvanized | Records | Unknown | Multi Family | Unknown | 1924-07-03 | 1 | GSLRR
528 Emerson St | Watertown | 13601 | Unknown | Unknown | Unknown |  | 1959-06-11 | 1 | [8 empty] | Unknown Data or termination point No Building
529 Emerson St | Watertown | 13601 | Yes | Unknown | Yes | Records | 1924-07-01 | 0.75 | Unknown |  | Unknown | Single Family | None |  | 0.75 | Unknown | Unknown Data
530 Emerson St | Watertown | 13601 | No | Copper | Unknown | Records | 1959-05-11 | 1 |  |  |  | Business | Unknown |  |  |  | Feeds 555 State St Unknown inside Data
531 Emerson St | Watertown | 13601 | Yes | Unknown | Yes | Records | 1924-07-03 | 0.75 | Unknown |  | No | Single Family | Unknown |  | 0.75 | Unknown | Unknown Data in and out
535 Emerson St | Watertown | 13601 | Yes | Unknown | Yes | Records | 1924-07-03 | 0.75 | Unknown |  | No | Multi Family | Unknown |  | 0.75 | Unknown | Unknown Data in and out
536-538 Emerson St | Watertown | 13601 | No | Copper | Unknown | Records | 1964-12-17 | 1 | Copper | Records | No | Multi Family | Unknown | 1964-12-17 | 1 | Non-Lead
537 Emerson St | Watertown | 13601 | Yes | Unknown | Unknown | Records | 1924-07-03 | 0.75 | Copper | Records | No | Single Family | Unknown | 2014-09-25 | 0.75 | Unknown | Unknown city side Data
541 Emerson St | Watertown | 13601 | Yes | Unknown | Yes | Records | 1924-07-07 | 0.75 | Unknown |  | Unknown | Single Family | Unknown |  | 0.75 | Unknown | Unknown Data in and out
545 Emerson St | Watertown | 13601 | Yes | Unknown | Yes | Records | 1924-07-03 | 0.75 | [8 empty] | Demolished line Hot Main to C/S
603 Emerson St | Watertown | 13601 | No | Copper | Unknown | Records | 1989-06-01 | 1 | Copper | Records | No | Single Family | Unknown | 1976-10-21 | 0.75 | Non-Lead
610 Emerson St | Watertown | 13601 | No | Copper | Unknown | Records | 1989-06-01 | 1 | Copper | Records | No | Single Family | Unknown | 1945-08-09 | 0.75 | Non-Lead
611 Emerson St | Watertown | 13601 | No | Copper | Unknown | Records | 1989-06-01 | 1 | Copper | Records | No | Single Family | Unknown | 1927-10-27 | 0.75 | Non-Lead
614 Emerson St | Watertown | 13601 | No | Copper | Unknown | Records | 1989-06-01 | 1 | Copper | Records | No | Single Family | Unknown | 1945-09-20 | 0.75 | Non-Lead
615 Emerson St | Watertown | 13601 | No | Copper | Unknown | Records | 1989-06-01 | 1 | Copper | Records | No | Single Family | Unknown | 1989-08-03 | 1 | Non-Lead
618 Emerson St | Watertown | 13601 | No | Copper | Unknown | Records | 1989-06-01 | 1 | Copper | Records | No | Multi Family | Unknown | 1946-10-08 | 0.75 | Non-Lead
619 Emerson St | Watertown | 13601 | No | Copper | Unknown | Records | 1989-06-01 | 1 | Copper | Records | No | Single Family | Unknown | 1978-09-19 | 0.75 | Non-Lead
622 Emerson St | Watertown | 13601 | No | Copper | Unknown | Records | 1989-06-01 | 1 | Copper | Records | No | Single Family | Unknown | 1927-08-10 | 0.75 | Non-Lead
623 Emerson St | Watertown | 13601 | No | Copper | Unknown | Records | 1989-06-01 | 1 | Copper | Records | No | Multi Family | Unknown | 1934-04-14 | 0.75 | Non-Lead
626 Emerson St | Watertown | 13601 | No | Copper | Unknown | Records | 1989-06-01 | 1 | Copper | Records | No | Multi Family | Unknown | 1975-03-17 | 0.75 | Non-Lead
627 Emerson St | Watertown | 13601 | No | Copper | Unknown | Records | 1989-08-03 | 1 | Copper | Records | No | Single Family | Unknown | 1989-08-03 | 1 | Non-Lead
629-631 Emerson St | Watertown | 13601 | No | Copper | Unknown | Records | 1989-06-01 | 1 | [8 empty] | Demolished 1" copper Hot Main to C/S
630 Emerson St | Watertown | 13601 | No | Copper | Unknown | Records | 1989-06-01 | 1 | Copper | Records | No | Single Family | Unknown | 1928-02-13 | 0.75 | Non-Lead
632-634 Emerson St | Watertown | 13601 | No | Copper | Unknown | Records | 1989-06-01 | 1 | [8 empty] | Demolished Unknown Termination point
635 Emerson St | Watertown | 13601 | No | Copper | Unknown | Records | 1989-06-01 | 1 | [8 empty] | Demolished Unknown Termination point
636 Emerson St | Watertown | 13601 | No | Copper | Unknown | Records | 1989-06-01 | 1 | [8 empty] | Demolished Unknown termination point
638 Emerson St | Watertown | 13601 | No | Copper | Unknown | Records | 1989-06-01 | 1 | [8 empty] | Demolished Unknown Data
639 Emerson St | Watertown | 13601 | No | Copper | Unknown | Records | 1989-06-01 | 1 | Copper | Records | No | Multi Family | Unknown | 1970-05-07 | 0.75 | Non-Lead
641 Emerson St | Watertown | 13601 | No | Copper | Unknown | Records | 1989-06-01 | 1 |  |  | No | Multi Family | Unknown |  |  |  | Unknown inside Data
642 Emerson St | Watertown | 13601 | No | Copper | Unknown | Records | 1989-06-01 | 1 |  |  | No | Single Family | Unknown |  |  |  | Unknown inside Data
644 Emerson St | Watertown | 13601 | No | Copper | Unknown | Records | 1989-06-01 | 1 | Copper | Records | No | Single Family | Unknown | 1957-01-09 | 0.75 | Non-Lead
645 Emerson St | Watertown | 13601 | No | Copper | Unknown | Records | 1989-06-01 | 1 | Copper | Records | No | Multi Family | Unknown | 1987-08-12 | 0.75 | Non-Lead
646 Emerson St | Watertown | 13601 | No | Copper | Unknown | Records | 1989-06-01 | 1 |  | Records | No | Single Family | Unknown | 2007-08-08 | 0.75
649 Emerson St | Watertown | 13601 | No | Copper | Unknown | Records | 1989-06-01 | 1 | [8 empty] | Demolished Unknown Data
650 Emerson St | Watertown | 13601 | No | Copper | Unknown | Records | 1989-06-01 | 1 |  |  | No | Multi Family | Unknown |  |  |  | Unknown inside Data
654 Emerson St | Watertown | 13601 | No | Copper | Unknown | Records | 1989-06-01 | 1 | Copper | Records | No | Multi Family | Unknown | 1931-04-14 | 0.75 | Non-Lead
655 Emerson St | Watertown | 13601 | No | Copper | Unknown | Records | 1989-06-01 | 1 |  |  | No | Single Family | Unknown |  | 0.75 |  | Unknown inside Data
659 Emerson St | Watertown | 13601 | No | Copper | Unknown | Records | 1989-06-01 | 1 | Copper | Records | No | Multi Family | Unknown | 1936-09-17 | 0.75 | Non-Lead
660-662 Emerson St | Watertown | 13601 | No | Copper | Unknown | Records | 1989-06-01 | 1 | Copper | Records | No | Multi Family | Unknown | 1989-08-18 | 1 | Non-Lead
664 Emerson St | Watertown | 13601 | No | Copper | Unknown | Records | 1989-06-01 | 1 | Copper | Records | No | Single Family | Unknown | 1989-06-01 | 1 | Non-Lead
665 Emerson St | Watertown | 13601 | No | Copper | Unknown | Records | 1989-06-01 | 1 | [8 empty] | Demolished Hot Main to C/S
668 Emerson St | Watertown | 13601 | No | Copper | Unknown | Records | 1989-06-01 | 1 |  |  | No | Single Family | Unknown |  | 0.75 |  | Unknown inside Data
669 Emerson St | Watertown | 13601 | No | Copper | Unknown | Records | 1989-06-01 | 1 | [8 empty] | Demolished Hot Main to C/S
671 Emerson St | Watertown | 13601 | No | Copper | Unknown | Records | 1989-06-01 | 1 | [8 empty] | Demolished Unknown termination point
672 Emerson St | Watertown | 13601 | No | Copper | Unknown | Records | 1989-06-01 | 1 | Copper | Records | No | Multi Family | Unknown | 1928-05-25 | 0.75 | Non-Lead
673-679 Emerson St | Watertown | 13601 | No | Copper | Unknown | Records | 1989-06-01 | 1 | [8 empty] | Demolished Unknown termination point
681 Emerson St | Watertown | 13601 | No | Copper | Unknown | Records | 1971-01-24 | 0.75 | [8 empty] | Demolished Fed from N Rutland St 3/4 copper Hot Main to C/S
181 Conger Ave Fed Off of Emmett St Emmett St | Watertown | 13601 | No | Copper | No | Records | 1975-10-17 | 0.75 | Copper | Records | No | Single Family | Unknown | 1975-10-17 | 0.75 | Non-Lead
711 Emmett St | Watertown | 13601 | No | Copper | No | Records | 1986-06-01 | 0.75 | Copper | Records | No | Single Family | Unknown | 1968-04-30 | 0.75 | Non-Lead
712 Emmett St | Watertown | 13601 | No | Copper | Unknown | Records | 1986-08-20 | 0.75 | Copper | Records | No | Single Family | Unknown | 1950-07-07 | 0.75 | Non-Lead
716 Emmett St | Watertown | 13601 | No | Copper | Unknown | Records | 1986-06-01 | 0.75 | [8 empty] | Demolished Hot Main to C/S
720 Emmett St | Watertown | 13601 | No | Copper | No | Records | 1986-06-01 | 0.75 | Copper | Records | No | Single Family | Unknown | 1978-09-20 | 0.75 | Non-Lead
732 Emmett St | Watertown | 13601 | No | Copper | Unknown | Records | 1986-06-01 | 0.75 | Copper | Records | No | Single Family | Unknown | 2005-08-04 | 0.75 | Non-Lead
807 Emmett St | Watertown | 13601 | No | Copper | Unknown | Records | 1986-06-01 | 0.75 |  |  | No | Single Family | Unknown |  | 0.75 |  | Unknown inside Data
812 Emmett St | Watertown | 13601 | No | Copper | Unknown | Records | 1986-08-12 | 0.75 | Copper | Records | No | Multi Family | Unknown | 1949-07-02 | 0.75 | Non-Lead
815 Emmett St | Watertown | 13601 | No | Copper | Unknown | Records | 1986-06-01 | 0.75 | [8 empty] | Demolished 3/4 copper Hot Main to C/S
822 Emmett St | Watertown | 13601 | No | Copper | No | Records | 1986-08-20 | 0.75 |  |  | No | Single Family | Unknown |  | 0.75 |  | Unknown inside Data
832 Emmett St | Watertown | 13601 | No | Copper | Unknown | Records | 1986-08-22 | 0.75 | Copper | Records | No | Single Family | Unknown | 1986-08-08 | 0.75 | Non-Lead
834 Emmett St | Watertown | 13601 | No | Copper | Unknown | Records | 1986-06-01 | 0.75 | Copper | Records | No | Single Family | Unknown | 1986-07-11 | 0.75 | Non-Lead
840 Emmett St | Watertown | 13601 | No | Copper | No | Records | 1986-06-01 | 0.75 | Copper | Records | No | Single Family | Unknown | 1958-06-20 | 0.75 | Non-Lead
845 Emmett St | Watertown | 13601 | No | Copper | Unknown | Records | 1986-07-31 | 0.75 | Copper | Records | No | Single Family | Unknown | 1971-06-04 | 0.75 | Non-Lead
846 Emmett St | Watertown | 13601 | No | Copper | Unknown | Records | 1986-07-21 | 0.75 |  |  | No | Single Family | Unknown |  | 0.75 |  | Unknown inside Data
849 Emmett St | Watertown | 13601 | No | Copper | Unknown | Records | 1986-07-22 | 0.75 | Copper | Records | No | Single Family | Unknown | 1954-10-28 | 0.75 | Non-Lead
853 Emmett St | Watertown | 13601 | No | Copper | Unknown | Records | 1986-07-22 | 0.75 |  |  | No | Single Family | Unknown |  | 0.75 |  | Unknown inside Data
858 Emmett St | Watertown | 13601 | No | Copper | Unknown | Records | 1986-07-21 | 0.75 | Copper | Records | No | Single Family | Unknown | 1976-05-04 | 0.75 | Non-Lead
861 Emmett St | Watertown | 13601 | No | Copper | Unknown | Records | 1986-08-31 | 0.75 | Copper | Records | No | Single Family | Unknown | 1960-08-17 | 0.75 | Non-Lead
864 Emmett St | Watertown | 13601 | No | Copper | Unknown | Records | 1986-07-21 | 0.75 | Copper | Records | No | Single Family | Unknown | 1957-12-03 | 0.75 | Non-Lead
872 Emmett St | Watertown | 13601 | No | Copper | Unknown | Records | 1986-07-22 | 0.75 | Galvanized | Records | No | Single Family | Unknown | 1911-06-27 | 0.75 | GSLRR
882 Emmett St | Watertown | 13601 | No | Copper | Unknown | Records | 1948-10-26 | 0.75 | [8 empty] | Demolished Unknown Address 3/4 copper Unknown termination point
902 Emmett St | Watertown | 13601 | No | Copper | Unknown | Records | 2003-06-01 | 0.75 |  |  | No | Multi Family | Unknown |  | 0.75 |  | Fed off of Bellew Ave, Unknown inside Data
909 Emmett St | Watertown | 13601 | No | Copper | No | Records | 1987-06-01 | 0.75 |  |  | No | Single Family | Unknown | 1956-06-01 |  |  | Unknown inside Data
923 Emmett St | Watertown | 13601 | No | Copper | No | Records | 2011-09-21 | 0.75 | Copper | Records | No | Single Family | Unknown | 2011-09-21 | 0.75 | Non-Lead
926 Emmett St | Watertown | 13601 | No | Copper | No | Records | 1996-07-10 | 0.75 | Copper | Records | No | Single Family | Unknown | 1996-07-10 | 0.75 | Non-Lead
936 Emmett St | Watertown | 13601 | No | Copper | No | Records | 1988-03-18 | 1 | Copper | Records | No | Single Family | Unknown | 1988-03-18 | 1 | Non-Lead
948 Emmett St | Watertown | 13601 | No | Copper | Unknown |  |  |  | UUL |  |  | Single Family | Unknown |  |  | Unknown | Main installed in 1987
957 Emmett St | Watertown | 13601 | No | Copper | No | Records | 2007-11-19 | 0.75 | Copper | Records | No | Single Family | Unknown | 2007-11-19 | 0.75 | Non-Lead
Vacant Lot Between 720 & 732 Emmett St | Watertown | 13601 | No | Copper | No | Records | 1986-06-01 | 0.75 | [8 empty] | 3/4 copper service Main to C/S for future use
Vacant Lot Left of 711 Emmett St | Watertown | 13601 | No | Copper | No | Records | 1987-07-21 | 0.75 | Copper | Records | No | Single Family | Unknown | 1987-07-21 | 0.75 | Non-Lead
Vacant Lot Left of 732 Emmett St | Watertown | 13601 | No | Copper | No |  | 1986-08-20 | 0.75 | [8 empty] | 3/4 copper service Main to C/S for future use
Vacant Lot Left of 872 Emmett St | Watertown | 13601 | No | Copper | No | Records | 1986-07-22 | 0.75 | [8 empty] | 3/4 copper service Main to C/S for future use
Vacant Lot Left of Italian AmericanClub Emmett St | Watertown | 13601 | No | Copper | No | Records | 1986-07-30 | 0.75 | [8 empty] | 3/4 Copper service Main to C/S for future use
Vacant Lot Right of 711 Emmett St | Watertown | 13601 | No | Copper | No | Records | 1986-08-21 | 0.75 | [8 empty] | 3/4 Copper service Main to C/S for future use
Vacant Lot Right of 812 Emmett St | Watertown | 13601 | No | Copper | No |  | 1986-08-21 | 0.75 | [8 empty] | 3/4 Copper service Main to C/S for future use
Vacant Lot Right of 815 Emmett St | Watertown | 13601 | No | Copper | No | Records | 1986-08-21 | 0.75 | [8 empty] | 3/4 Copper service Main to C/S for future use
Vacant Lot Right of 832 Emmett St | Watertown | 13601 | No | Copper | No | Records | 1986-08-21 | 0.75 | [8 empty] | 3/4 Copper service Main to C/S for future use
Vacant Lot Right of 858 Emmett St | Watertown | 13601 | No | Copper | No | Records | 1986-07-22 | 0.75 | [8 empty] | 3/4 Copper service Main to C/S for future use
337 Engine St | Watertown | 13601 | No | Copper | Unknown | Records | 1965-05-17 | 0.75 | Copper | Records | No | Business | Unknown | 1965-05-17 | 0.75 | Non-Lead | 6" Fire service
341 Engine St | Watertown | 13601 | No | Copper | Unknown | Records | 1993-12-28 | 1 |  |  | No | Business | Unknown |  |  |  | Unknown Data inside
345 Engine St | Watertown | 13601 | No | Copper | Unknown | Records | 1993-12-28 | 1 | Copper | Records | No | Business | Unknown |  | 1 | Non-Lead | Unknown inside Data
DPW Wash Rack & Red Barn Engine St | Watertown | 13601 | No | Copper | Unknown | Records | 1963-12-13 | 1 | Copper | Records | No | Other | None | 1963-12-13 | 1 | Non-Lead | 2" Copper 7/1/1983
Engine St 1 inch Engine St | Watertown | 13601 | No | Copper | Unknown | Records | 1963-12-13 | 1 | Copper | Records | No | Other | None | 1963-12-13 | 1 | Non-Lead
1000-1002 Erie St | Watertown | 13601 | No | Copper | Unknown | Records | 1946-07-08 | 0.75 | Copper | Records | No | Multi Family | Unknown | 1946-07-05 | 0.75 | Non-Lead
1012 Erie St | Watertown | 13601 | No | Copper | No | Records | 2003-11-06 | 0.75 | Copper | Records | No | Single Family | None | 2003-11-06 | 0.75 | Non-Lead | 2" copper main off Cayuga Ave
1018 Erie St | Watertown | 13601 | No | Copper | No | Records | 2006-09-19 | 0.75 | Copper | Records | No | Single Family | None | 2006-09-19 | 0.75 | Non-Lead | 2" Copper Main off of Cayuga Ave
1022 Erie St | Watertown | 13601 | No | Copper | No | Records | 2006-12-14 | 1 | Copper | Records | No | Single Family | None | 2006-12-14 | 1 | Non-Lead | 2' copper Main off of Cayuga Ave
117 Exchange St | Watertown | 13601 | No | Copper | Unknown | Records | 1938-03-11 | 0.75 | [8 empty] | Demolished Unknown termination point
215 Exchange St | Watertown | 13601 | No | Copper | Unknown | Records | 1938-03-11 | 0.75 | Unknown |  | No | Single Family | Unknown | 1923-05-18 | 1 | Unknown | Unknown inside Data
Factory Sq 2 inch Factory Sq | Watertown | 13601 | No | Known Other | Unknown | Records | 1939-06-01 | 2 | [8 empty] | Discontinued, Cut and Capped 2/24/2020
100 Factory St | Watertown | 13601 | No | Copper | Unknown | Records | 1975-01-29 | 2 | Copper | Records | No |  | None | 1975-01-29 | 2 | Non-Lead | demolished
120 Factory St | Watertown | 13601 | No | Copper | Unknown | Records | 2005-12-06 | 0.75 | Copper | Records | No | Business | Unknown | 2005-12-06 | 0.75 | Non-Lead
136-138 Factory St | Watertown | 13601 | No | Copper | No | Records | 2019-04-19 | 1 | Copper | Records | No | Business | Unknown | 1962-11-28 | 1 | Non-Lead
150 Factory St | Watertown | 13601 | No | Copper | No | Records | 2000-08-01 | 1 | Copper | Records | No | Business | Unknown | 1987-06-03 | 0.75 | Non-Lead
173 Factory St | Watertown | 13601 | Unknown | [13 empty] | Unknown Address Location no data
202-204-208-210 Factory St | Watertown | 13601 | No | Copper | Unknown | Records | 2000-08-01 | 1 | Copper | Records | No |  | None | 2000-08-01 | 1 | Non-Lead | demolished 2023 unknown termination point 4" fire 1" copper
213 Factory St | Watertown | 13601 | No | Copper | Unknown | Records | 1942-04-24 | 2 | Copper | Records | No | Business | Unknown | 1942-04-24 | 2 | Non-Lead
222 Factory St | Watertown | 13601 | Unknown | Known Other | Unknown | Records | 1940-05-24 | 6 | [8 empty] | Fire service unknown if active
223 Factory St | Watertown | 13601 | Unknown | Unknown | Unknown | Records | 1928-12-02 | 4 | [8 empty] | Unknown Address location Probably Demolished
224 Factory St | Watertown | 13601 | Unknown | Unknown | Unknown | Records | 1929-04-15 | 6 | [8 empty] | 6" fire service unknown if active
225-229 Factory St | Watertown | 13601 | No | Copper | Unknown | Records | 1947-01-14 | 0.75 | [8 empty] | Demolished Unknown termination point
230 Factory St | Watertown | 13601 | No | Copper | Unknown | Records | 2016-04-20 | 1 | Copper | Records | No | Business | Unknown | 1950-12-05 | 1 | Non-Lead
230-232 Factory St | Watertown | 13601 | No | Copper | Unknown | Records | 2016-04-20 | 1 | Copper | Records | No | Business | Unknown | 1950-12-05 | 1 | Non-Lead
231-233-235 Factory St | Watertown | 13601 | No | Copper | Unknown | Records | 1947-01-14 | 0.75 | [8 empty] | demolished Unknown Termination point
247-253 Factory St | Watertown | 13601 | No | Copper | Unknown | Records | 2016-04-19 | 1 | Copper | Records | No | Business | Unknown | 1940-02-01 | 0.75 | Non-Lead | 6" fire service
302-304-306 Factory St | Watertown | 13601 | No | Copper | Unknown | Records | 2016-04-25 | 1 | Copper | Records | No | Business | Unknown | 1947-01-27 | 1 | Non-Lead
306-308 Factory St | Watertown | 13601 | No | Copper | Unknown | Records | 2016-04-25 | 1 | Copper | Records | No | Business | Unknown | 1947-01-27 | 1 | Non-Lead
309-311 Factory St | Watertown | 13601 | Unknown | Copper | Unknown | Records | 1947-01-29 | 0.75 | [8 empty] | Demolished Unknown Termination point
316 Factory St | Watertown | 13601 | No | Known Other | Unknown | Records | 2016-04-11 | 6 | Known Other | Records | No | Business | Unknown | 1947-01-19 | 6 | Non-Lead | 1" copper service 4/11/2016
319 Factory St | Watertown | 13601 | No | Copper | Unknown | Records | 1947-01-29 | 0.75 | [8 empty] | Demolished 3/4 copper unknown termination point
321-327 Factory St | Watertown | 13601 | No | Copper | Unknown | Records | 2016-04-18 | 1 | Copper | Records | No | Business | Unknown | 1929-08-02 | 0.75 | Non-Lead
333 Factory St | Watertown | 13601 | No | Copper | Unknown | Records | 2016-04-14 | 1 | Copper | Records | No | Business | Unknown | 1934-07-21 | 0.75 | Non-Lead
334 Factory St | Watertown | 13601 | No | Copper | Unknown | Records | 2016-06-07 | 1 | Copper | Records | No | Business | Unknown | 1972-08-01 | 0.75 | Non-Lead
341 Factory St | Watertown | 13601 | No | Copper | Unknown | Records | 1942-05-20 | 0.75 | [8 empty] | Demolished unknown termination point
342 Factory St | Watertown | 13601 | No | Copper | Unknown | Records | 2016-04-06 | 0.75 | Copper | Records | No | Business | Unknown | 1974-03-11 | 0.75 | Non-Lead
355-357-359 Moes Diner-Car Wash-Apts Factory St | Watertown | 13601 | No | Copper | Unknown | Records | 2017-04-14 | 1 | Copper | Records | No | Business | Unknown | 1953-06-02 | 1 | Non-Lead | 2x Parallel 1" lines
405-407 Factory St | Watertown | 13601 | No | Copper | Unknown | Records | 1947-02-12 | 1 | [8 empty] | Demolished 1" copper unknown ternination point
407 Factory St | Watertown | 13601 | No | Copper | Unknown | Records | 1947-02-19 | 1 | [8 empty] | Demolished 1" copper unknown termination point
413-415 Factory St | Watertown | 13601 | No | Copper | Unknown | Records | 2016-04-13 | 1 | Copper | Records | No | Business | Unknown | 1948-10-05 | 0.75 | Non-Lead
416 Factory St | Watertown | 13601 | No | Copper | Unknown | Records | 1948-02-27 | 0.75 | [8 empty] | Demolished 3/4 copper Hot main to C/S
419-425 Factory St | Watertown | 13601 | No | Copper | Unknown | Records | 2016-04-13 | 1 | Copper | Records | No | Business | Unknown | 1947-02-28 | 1 | Non-Lead
428-430 Factory St | Watertown | 13601 | No | Copper | No | Records | 2016-04-13 | 1 | Copper | Records | No | Business | Unknown | 1997-04-24 | 1 | Non-Lead
429-431 Factory St | Watertown | 13601 | No | Copper | Unknown | Records | 1936-10-07 | 0.75 | [8 empty] | Demolished Hot Main to C/S peened inside curb box
434-436-438 Factory St | Watertown | 13601 | No | Copper | Unknown | Records | 1947-04-22 | 1 | [8 empty] | Demolished Unknown termination point
437 Factory St | Watertown | 13601 | No | Copper | Unknown | Records | 1947-03-11 | 0.75 | [8 empty] | Demolished Unknown termination point
445-449 Factory St | Watertown | 13601 | No | Copper | Unknown | Records | 2016-04-12 | 1 | Copper | Records | No | Business | Unknown | 2007-01-12 | 0.75 | Non-Lead
446-448 Factory St | Watertown | 13601 | No | Copper | Unknown | Records | 1947-03-11 | 1 | [8 empty] | Demolished Unknown termination point
451 Factory St | Watertown | 13601 | No | Copper | Unknown | Records | 1947-04-24 | 0.75 | [8 empty] | Demolished Unknown termination point
452-456 Factory St | Watertown | 13601 | No | Copper | Unknown | Records | 1947-04-24 | 1 | [8 empty] | Demolished Unknown termination point
459 Factory St | Watertown | 13601 | No | Copper | Unknown | Records | 1947-04-21 | 0.75 | [8 empty] | Demolished Unknown termination point
462-470 Factory St | Watertown | 13601 | No | Copper | Unknown | Records | 2016-04-05 | 1 | Copper | Records | No | Business | Unknown | 1936-07-16 | 0.75 | Non-Lead | 6" stub for future use added 2016
470-474 Factory St | Watertown | 13601 | No | Copper | Unknown | Records | 2016-04-05 | 1 | Copper | Records | No | Business | Unknown | 1935-07-16 | 0.75 | Non-Lead | 6" stub for future use added 2016
480-484 Factory St | Watertown | 13601 | No | Copper | Unknown | Records | 2016-04-06 | 1 | Copper | Records | No | Business | Unknown | 1947-03-31 | 0.75 | Non-Lead
490 Factory St | Watertown | 13601 | No | Copper | Unknown | Records | 1934-04-17 | 0.75 | [8 empty] | Demolished Unknown termination point
491 (491-499) Factory St | Watertown | 13601 | No | Copper | Unknown | Records | 2016-06-08 | 1 | Copper | Records | No | Business | Unknown | 1990-12-06 | 1 | Non-Lead
496-498 Factory St | Watertown | 13601 | No | Copper | Unknown | Records | 2016-04-05 | 1 | Copper | Records | No | Business | Unknown | 1947-04-01 | 1 | Non-Lead
497 Factory St | Watertown | 13601 | No | Copper | Unknown | Records | 1947-05-02 | 2 | [8 empty] | Demolished Unknown termination point
504-506 Factory St | Watertown | 13601 | No | Copper | Unknown | Records | 1939-12-29 | 1 | [8 empty] | Demolished unknown termination point
507-511 Factory St | Watertown | 13601 | No | Copper | Unknown | Records | 1939-11-17 | 1 | Copper | Records | No | Business | Unknown | 1939-11-17 | 1 | Non-Lead | Fed off Fairbanks St 6"
514 Factory St | Watertown | 13601 | No | Copper | Unknown | Records | 2016-06-06 | 1 | Copper | Records | No | Business | Unknown | 1992-01-15 | 0.75 | Non-Lead
524-526 Factory St | Watertown | 13601 | No | Copper | Unknown | Records | 2016-06-07 | 1 | Copper | Records | No | Business | Unknown | 1952-10-08 | 0.75 | Non-Lead
538-540-542-546 Factory St | Watertown | 13601 | No | Copper | Unknown | Records | 1938-08-27 | 1 | Copper | Records | No | Other | Unknown | 1940-04-30 | 1 | Non-Lead | Fed off High St
618-624 Factory St | Watertown | 13601 | No | Copper | Unknown | Records | 2016-04-21 | 1 | Copper | Records | No | Multi Family | Unknown | 2016-05-06 | 0.75 | Non-Lead
629 Black River Paper Factory St | Watertown | 13601 | No | Known Other | Unknown | Records | 1978-09-21 | 6 | Known Other | Records | No | Business | Unknown | 1976-08-17 | 6 | Non-Lead | 6"fire service
632-634 Factory St | Watertown | 13601 | No | Copper | Unknown | Records | 2016-04-22 | 1 | [8 empty] | Demolished Unknown termination point
644 Factory St | Watertown | 13601 | No | Copper | Unknown | Records | 2016-04-22 | 1 |  |  | No | Multi Family | Unknown |  |  |  | Unknown inside Data
649-661 Factory St | Watertown | 13601 | No | Copper | No | Records | 2016-04-22 | 2 | Copper | Records | No | Multi Family | Unknown | 2016-04-22 | 1 | Non-Lead | 649 Demolished
660 Factory St | Watertown | 13601 | No | Copper | Unknown | Records | 1932-06-01 | 0.75 |  |  | No | Multi Family | Unknown |  |  |  | Unknown inside Data
661 Factory St | Watertown | 13601 | No | Copper | Unknown | Records | 2016-04-22 | 2 | Copper | Records | No | Multi Family | Unknown | 2016-04-22 | 1 | Non-Lead
Vacant Lot Between 449 & 491 Factory St | Watertown | 13601 | No | Copper | No | Records | 2016-04-12 | 1 | [8 empty] | 1" copper stub for future use
Vacant Lot Between 526 & 550 Factory St | Watertown | 13601 | No | Copper | No | Records | 2016-06-25 | 1 | [8 empty] | 1" copper stubbed for future use
986 Faichney Dr | Watertown | 13601 | No | Copper | No | Records | 1969-07-16 | 2 | Copper | Records | No | Business | Unknown | 1969-07-16 | 2 | Non-Lead
3 Fair St | Watertown | 13601 | No | Copper | Unknown | Records | 1968-05-01 | 1 | Copper | Records | No | Single Family | Unknown | 1968-05-01 | 1 | Non-Lead
332 Fair St | Watertown | 13601 | No | Copper | No | Records | 1978-06-01 | 1 | Copper | Records | No | Business | Unknown | 1978-06-01 | 1 | Non-Lead
Fairgrounds Fair St | Watertown | 13601 | No | Copper | No | Records | 1972-11-02 | 1.5 | [8 empty] | to pit
665 Fairbanks St | Watertown | 13601 | No | Copper | No | Records | 1995-09-01 | 1 | Copper | Records | No | Business | Unknown | 1995-09-07 | 1 | Non-Lead
1 & 2 Serv's for Carney's Fairgrounds (Inside) | Watertown | 13601 | No | Copper | No | Records | 1997-07-17 | 1.5 | Copper | Records | No | Other | None | 1997-07-17 | 1 | Non-Lead
Agricultural Building Fairgrounds (Inside) | Watertown | 13601 | No | Copper | No | Records | 1990-06-01 | 1 | Copper | Records | No | Other | None | 1990-06-01 | 1 | Non-Lead
Ball Field Fairgrounds (Inside) | Watertown | 13601 | No | Copper | No | Records | 1994-04-21 | 1.5 | Copper | Records | No | Other | None | 1994-04-21 | 1 | Non-Lead
Bathrooms Fairgrounds (Inside) | Watertown | 13601 | No | Copper | No | Records | 1989-06-29 | 1 | [8 empty] | Demolished
Bicentennial Park Fairgrounds (Inside) | Watertown | 13601 | No | Copper | No | Records | 2010-05-12 | 0.75 | Copper | Records | No | Other | None | 2010-05-12 | 0.75 | Non-Lead
Fairgrounds Fairgrounds (Inside) | Watertown | 13601 | No | Copper | No | Records | 1989-06-29 | 1 |  |  | No | Other | None |  |  |  | Demolished
Fairgrounds Near Arena Fairgrounds (Inside) | Watertown | 13601 | No | Copper | No | Records | 1983-06-06 | 0.75 | Copper | Records | No | Other | None | 1983-06-06 | 0.75 | Non-Lead | Unknown use may be Discontinued
Grandstand Concession Stand Fairgrounds (Inside) | Watertown | 13601 | No | Known Other | Unknown | Records | 1994-06-07 | 4 | Copper | Records | No | Business | Unknown | 1994-06-07 | 1.5 | Non-Lead
Horse Corral Fairgrounds (Inside) | Watertown | 13601 | No | Copper | No | Records | 1999-05-01 | 2 | Copper | Records | No | Other | None | 1999-05-01 | 2 | Non-Lead
Ice Arena Recreation Dept Fairgrounds (Inside) | Watertown | 13601 | No | Copper | No | Records | 2014-10-27 | 0.75 | Copper | Records | No | Other | None | 2014-10-27 | 0.75 | Non-Lead
Jeff Co Ag Society Fairgrounds (Inside) | Watertown | 13601 | No | Copper | No | Records | 1998-07-07 | 2 | Copper | Records | No | Other | None | 1998-07-07 | 1 | Non-Lead
Johnson Hall Fairgrounds (Inside) | Watertown | 13601 | No | Copper | No | Records | 1997-07-10 | 1.5 | Copper | Records | No | Other | None | 1997-07-10 | 1.5 | Non-Lead
Managers Office Fairgrounds (Inside) | Watertown | 13601 | No | Copper | No | Records | 1994-06-20 | 0.75 | Copper | Records | No | Business | None | 1994-06-20 | 0.75 | Non-Lead
Pit Cow Poop Pad Fairgrounds (Inside) | Watertown | 13601 | No | Copper | No | Records | 1997-07-10 | 1.5 | Copper | Records | No | Other | None | 1997-07-10 | 1.5 | Non-Lead
Repair Main For Sewer Plant Fairgrounds (Inside) | Watertown | 13601 | No | Known Other | No | Records | 1984-09-21 | 8 | [8 empty] | Main repair
RV Overflow Fairgrounds (Inside) | Watertown | 13601 | No | Copper | No | Records | 2001-06-19 | 1.5 | Copper | Records | No | Other | None | 2001-06-19 | 0.75 | Non-Lead
RV Site Fairgrounds (Inside) | Watertown | 13601 | No | Known Other | No | Records | 1997-07-01 | 4 | Copper | Records | No | Other | Unknown | 1997-07-01 | 0.75 | Non-Lead
Ultimate Goal Fairgrounds (Inside) | Watertown | 13601 | No | Known Other | No | Records | 1998-10-20 | 4 | Known Other | Records | No | Business | Unknown | 1998-10-20 | 4 | Non-Lead
104 Fairmont Ave | Watertown | 13601 | No | Copper | No | Records | 1932-04-05 | 0.75 | Copper | Records | No | Single Family | Unknown | 1932-04-05 | 0.75 | Non-Lead
108 Fairmont Ave | Watertown | 13601 | No | Copper | No | Records | 1932-04-20 | 0.75 | Copper | Records | No | Single Family | Unknown | 1932-04-20 | 0.75 | Non-Lead
112 Fairmont Ave | Watertown | 13601 | No | Copper | No | Records | 1932-04-16 | 0.75 | Copper | Records | No | Single Family | Unknown | 1932-04-16 | 0.75 | Non-Lead
115 Fairmont Ave | Watertown | 13601 | No | Copper | No | Records | 2014-12-22 | 0.75 | Copper | Records | No | Single Family | Unknown | 2014-12-22 | 0.75 | Non-Lead
116 Fairmont Ave | Watertown | 13601 | No | Copper | No | Records | 1932-04-07 | 0.75 | [8 empty] | Demolished unknown termination point
119 Fairmont Ave | Watertown | 13601 | No | Copper | No | Records | 1948-07-27 | 0.75 | Copper | Records | No | Multi Family | Unknown | 1948-07-27 | 0.75 | Non-Lead
119-121 Fairmont Ave | Watertown | 13601 | No | Copper | No | Records | 1948-07-27 | 0.75 | Copper | Records | No | Multi Family | Unknown | 1948-07-27 | 0.75 | Non-Lead
120 Fairmont Ave | Watertown | 13601 | No | Copper | No | Records | 1932-04-08 | 0.75 | Copper | Records | No | Single Family | Unknown | 1932-04-08 | 0.75 | Non-Lead
124 Fairmont Ave | Watertown | 13601 | No | Copper | No | Records | 1932-04-16 | 0.75 | Copper | Records | No | Single Family | Unknown | 1932-04-16 | 0.75 | Non-Lead
127 Fairmont Ave | Watertown | 13601 | No | Copper | No | Records | 1950-05-17 | 0.75 | Copper | Records | No | Single Family | Unknown | 1950-05-17 | 0.75 | Non-Lead
128 Fairmont Ave | Watertown | 13601 | No | Copper | No | Records | 1932-04-19 | 0.75 | Copper | Records | No | Single Family | Unknown | 1932-04-19 | 0.75 | Non-Lead
131 Fairmont Ave | Watertown | 13601 | No | Copper | No | Records | 1948-08-17 | 0.75 |  |  | No | Single Family | Unknown |  | 0.75 |  | Unknown inside data
132 Fairmont Ave | Watertown | 13601 | No | Copper | No | Records | 1932-04-15 | 0.75 | Copper | Records | No | Single Family | Unknown | 1932-04-15 | 0.75 | Non-Lead
135 Fairmont Ave | Watertown | 13601 | No | Copper | No | Records | 1956-09-18 | 1 | Copper | Records | No | Single Family | Unknown | 1956-09-18 | 0.75 | Non-Lead | Feeds 1635 Olmsted Dr also
402 Fairview St | Watertown | 13601 | No | Copper | Unknown | Field Insp | 2022-08-29 | 0.75 |  |  | No | Single Family | Unknown |  |  |  | Unknown Data
405 Fairview St | Watertown | 13601 | No | Copper | Unknown | Records | 2022-08-25 | 0.75 |  |  | No | Single Family | Unknown |  |  |  | Unknown Data
406 Fairview St | Watertown | 13601 | No | Copper | Unknown | Records | 1934-02-28 | 0.75 | Copper | Records | No | Single Family | Unknown | 2021-12-07 | 0.75 | Non-Lead
407 Fairview St | Watertown | 13601 | No | Copper | Unknown | Records | 1952-05-27 | 0.75 | Copper | Records | No | Multi Family | Unknown | 1952-05-27 | 0.75 | Non-Lead
409 Fairview St | Watertown | 13601 | No | Copper | Unknown | Records | 1952-05-27 | 0.75 | Copper | Records | No | Multi Family | Unknown | 1952-05-27 | 0.75 | Non-Lead | fed thru 407
410 Fairview St | Watertown | 13601 | No | Copper | Unknown | Records | 1936-06-23 | 0.75 |  |  | No | Single Family | Unknown |  |  |  | Unknown inside Data
413 Fairview St | Watertown | 13601 | No | Copper | Unknown | Records | 1935-04-06 | 0.75 | Copper | Records | No | Single Family | Unknown | 1935-04-06 | 0.75 | Non-Lead
414 Fairview St | Watertown | 13601 | No | Copper | Unknown | Records | 1930-08-07 | 0.75 | Copper | Records | No | Single Family | Unknown | 1930-08-06 | 0.75 | Non-Lead
415 Fairview St | Watertown | 13601 | No | Copper | Unknown | Records | 1978-04-11 | 0.75 | Copper | Records | No | Multi Family | Unknown | 1978-04-11 | 0.75 | Non-Lead
419 Fairview St | Watertown | 13601 | No | Copper | Unknown | Records | 1936-06-11 | 1 | Copper | Records | No | Single Family | Unknown | 1936-06-11 | 1 | Non-Lead
208 Farwell St | Watertown | 13601 | No | Copper | Unknown | Records | 1929-07-10 | 0.75 | Copper | Records | No | Single Family | Unknown | 1929-07-16 | 0.75 | Non-Lead
209 Farwell St | Watertown | 13601 | No | Copper | Unknown | Records | 1928-08-28 | 0.75 | Copper | Records | No | Single Family | Unknown | 1928-08-28 | 0.75 | Non-Lead
212 Farwell St | Watertown | 13601 | No | Copper | Unknown | Records | 1929-07-17 | 0.75 | Copper | Records | No | Multi Family | Unknown | 1929-07-17 | 0.75 | Non-Lead
213 Farwell St | Watertown | 13601 | No | Copper | Unknown | Records | 1929-07-15 | 0.75 | Copper | Records | No | Single Family | Unknown | 1946-03-16 | 0.75 | Non-Lead
216 Farwell St | Watertown | 13601 | No | Copper | Unknown | Records | 1929-07-12 | 0.75 | Copper | Records | No | Single Family | Unknown | 1929-07-12 | 0.75 | Non-Lead
217 Farwell St | Watertown | 13601 | No | Copper | Unknown | Records | 1929-07-05 | 0.75 | Copper | Records | No | Single Family | Unknown | 1929-07-16 | 0.75 | Non-Lead
671 Fassett St | Watertown | 13601 | No | Copper | No | Records | 2019-06-28 | 0.75 | Copper | Records | No | Single Family | Unknown | 2019-06-28 | 0.75 | Non-Lead | 1.5" PVC main
671-681-685 Fassett St | Watertown | 13601 | No | Plastic | No | Records | 2019-06-28 | 1.5 | [8 empty] | 1.5" PVC main
681 Fassett St | Watertown | 13601 | No | Copper | No | Records | 2019-06-27 | 0.75 | Copper | Records | No | Single Family | Unknown | 2019-06-27 | 0.75 | Non-Lead | 1.5" PVC Main
685 Fassett St | Watertown | 13601 | No | Copper | No | Records | 2019-06-27 | 0.75 | Copper | Records | No | Single Family | Unknown | 2019-06-27 | 0.75 | Non-Lead | 1.5" PVC main
690 Fassett St | Watertown | 13601 | No | Galvanized | Unknown | Records |  | 0.75 | Galvanized | Records | No | Single Family | Unknown |  | 0.75 | GSLRR | Unknown Dates
1015 Ferguson Ave | Watertown | 13601 | No | Copper | Unknown | Records | 1992-10-19 | 0.75 |  |  | No | Single Family | Unknown |  |  |  | 1.5" Copper Private Common Water Line Unknown inside Data
1019 Ferguson Ave | Watertown | 13601 | No | Copper | Unknown | Records | 1992-10-26 | 0.75 |  |  | No | Single Family | Unknown |  |  |  | 1.5" Copper Private Common Water Line Unknown inside Data
1023 Ferguson Ave | Watertown | 13601 | No | Copper | Unknown | Records | 1992-10-22 | 0.75 |  |  | No | [5 empty] | 1.5" Copper Private Common Water Line
1027 Ferguson Ave | Watertown | 13601 | No | Copper | Unknown | Records | 1992-10-20 | 0.75 |  |  | No | Single Family | Unknown |  |  |  | 1.5" Copper Private Common Water Line Unknown inside Data
1030 Ferguson Ave | Watertown | 13601 | No | Copper | Unknown | Records | 1992-11-05 | 0.75 | Copper | Records | No | Single Family | Unknown | 1992-11-05 | 0.75 | Non-Lead | 1.5" Copper Private Common Water Line
108 Flower Ave E | Watertown | 13601 | No | Copper | Unknown | Records | 2018-06-01 | 1 | [8 empty] | demolished Unknown Termination point
111-113 Flower Ave E | Watertown | 13601 | No | Copper | Unknown | Records | 2018-06-01 | 1 | Copper | Records | No | Multi Family | Unknown | 1930-08-29 | 0.75 | Non-Lead
112-114 Flower Ave E | Watertown | 13601 | No | Copper | Unknown | Records | 2018-06-01 | 1 | Copper | Records | No | Multi Family | Unknown | 1930-09-04 | 0.75 | Non-Lead
116 Flower Ave E | Watertown | 13601 | No | Copper | Unknown | Records | 2018-06-01 | 1 |  |  | No | Single Family | Unknown | 1930-09-03 | 0.75 |  | Unknown inside Data
117 Flower Ave E | Watertown | 13601 | No | Copper | Unknown | Records | 2018-06-01 | 1 |  |  | No | Multi Family | Unknown |  | 0.75 |  | Unknown inside Data
120 Flower Ave E | Watertown | 13601 | No | Copper | Unknown | Records | 2018-06-01 | 1 |  |  | No | Single Family | Unknown |  |  |  | Unknown inside Data
121 Flower Ave E | Watertown | 13601 | No | Copper | Unknown | Records | 2018-06-01 | 1 | Copper | Records | No | Multi Family | Unknown | 1950-08-04 | 0.75 | Non-Lead
124 Flower Ave E | Watertown | 13601 | No | Copper | Unknown | Records | 2018-06-01 | 1 | Copper | Records | No | Multi Family | Unknown | 1980-12-02 | 1 | Non-Lead
125 Flower Ave E | Watertown | 13601 | No | Copper | Unknown | Records | 2018-06-01 | 1 | Copper | Records | No | Single Family | Unknown | 1930-09-02 | 0.75 | Non-Lead
126 Flower Ave E | Watertown | 13601 | No | Copper | Unknown | Records | 2018-06-01 | 1 |  |  | No | Single Family | Unknown |  |  |  | Unknown inside Data
130-132 Flower Ave E | Watertown | 13601 | No | Copper | Unknown | Records | 2018-06-01 | 1 | Copper | Records | No | Multi Family | Unknown | 2005-05-11 | 0.75 | Non-Lead
131 Flower Ave E | Watertown | 13601 | No | Copper | Unknown | Records | 2018-06-01 | 1 | Copper | Records | No | Single Family | Unknown | 1928-10-04 | 0.75 | Non-Lead
135 Flower Ave E | Watertown | 13601 | No | Copper | Unknown | Records | 2018-06-01 | 1 | Copper | Records | No | Multi Family | Unknown | 1928-08-27 | 0.75 | Non-Lead
136 Flower Ave E | Watertown | 13601 | No | Copper | Unknown | Records | 2018-06-01 | 1 | Copper | Records | No | Single Family | Unknown | 1930-09-09 | 1 | Non-Lead
140 Flower Ave E | Watertown | 13601 | No | Copper | Unknown | Records | 2018-06-01 | 1 | Copper | Records | No | Single Family | Unknown | 1930-09-09 | 0.75 | Non-Lead
141 Flower Ave E | Watertown | 13601 | No | Copper | Unknown | Records | 2018-06-01 | 1 | Copper | Records | No | Single Family | Unknown | 1930-08-29 | 0.75 | Non-Lead
144 Flower Ave E | Watertown | 13601 | No | Copper | Unknown | Records | 2018-06-01 | 1 | Copper | Records | No | Multi Family | Unknown | 1930-09-09 | 0.75 | Non-Lead
145 Flower Ave E | Watertown | 13601 | No | Copper | Unknown | Records | 2018-06-01 | 1 | Copper | Records | No | Single Family | Unknown | 1929-08-30 | 0.75 | Non-Lead
148 Flower Ave E | Watertown | 13601 | No | Copper | Unknown | Records | 2018-06-01 | 1 | Copper | Records | No | Multi Family | Unknown | 1930-09-06 | 0.75 | Non-Lead
151 Flower Ave E | Watertown | 13601 | No | Copper | Unknown | Records | 2018-06-01 | 1 | Copper | Records | No | Single Family | Unknown | 1930-08-29 | 0.75 | Non-Lead
152-154 Flower Ave E | Watertown | 13601 | No | Copper | Unknown | Records | 2018-06-01 | 1 | Copper | Records | No | Multi Family | Unknown | 1927-05-11 | 1 | Non-Lead
155 Flower Ave E | Watertown | 13601 | No | Copper | Yes | Records | 2018-06-01 | 1 |  |  | No | Single Family | Unknown |  |  |  | Unknown inside Data
157 Flower Ave E | Watertown | 13601 | No | Copper | Unknown | Records | 2018-06-01 | 1 |  |  | No | Single Family | Unknown |  |  |  | Unknown inside Data
158 Flower Ave E | Watertown | 13601 | No | Copper | Unknown | Records | 2018-06-01 | 1 | Copper | Records | No | Single Family | Unknown | 1955-08-17 | 0.75 | Non-Lead
162 Flower Ave E | Watertown | 13601 | No | Copper | Unknown | Records | 2018-06-01 | 1 | Copper | Records | No | Single Family | Unknown | 1954-06-29 | 0.75 | Non-Lead
163 Flower Ave E | Watertown | 13601 | No | Copper | Unknown | Records | 2018-06-01 | 1 | Copper | Records | No | Multi Family | Unknown | 1930-08-29 | 0.75 | Non-Lead
165-167 Flower Ave E | Watertown | 13601 | No | Copper | Unknown | Records | 2018-06-01 | 1 |  |  | No | Multi Family | Unknown |  | 0.75 |  | Unknown inside Data
170-172 Flower Ave E | Watertown | 13601 | No | Copper | Unknown | Records | 2018-06-01 | 1 | Unknown | Records | No | Multi Family | Unknown | 1930-09-08 | 0.75 | Unknown | Unknown inside material
173 Flower Ave E | Watertown | 13601 | No | Copper | Unknown | Records | 2018-06-01 | 1 | Copper | Records | No | Single Family | Unknown | 1930-09-02 | 0.75 | Non-Lead
176-178-180 Flower Ave E | Watertown | 13601 | No | Copper | Unknown | Records | 2018-06-01 | 1 |  |  | No | Multi Family | Unknown |  |  |  | Uknown inside Data
179 Flower Ave E | Watertown | 13601 | No | Copper | Unknown | Records | 2018-06-01 | 1 | Copper | Records | No | Single Family | Unknown | 1930-08-23 | 0.75 | Non-Lead
183 Flower Ave E | Watertown | 13601 | No | Copper | Unknown | Records | 2018-06-01 | 1 |  |  | No | Single Family | Unknown |  |  |  | Unknown inside Data
188 Flower Ave E | Watertown | 13601 | No | Copper | Unknown | Records | 1941-05-07 | 0.75 | Copper | Records | No | Multi Family | Unknown | 1941-05-07 | 0.75 | Non-Lead | Fed off of Myrtle Ave
190 Flower Ave E | Watertown | 13601 | No | Copper | Unknown | Records | 2018-06-01 | 1 | Copper | Records | No | Single Family | Unknown | 1968-05-16 | 0.75 | Non-Lead
196 Flower Ave E | Watertown | 13601 | No | Copper | Unknown | Records | 2018-06-01 | 1 | Copper | Records | No | Single Family | Unknown | 2000-03-27 | 1 | Non-Lead
204-206 Flower Ave E | Watertown | 13601 | No | Copper | Unknown | Records | 1992-07-17 | 1 | Copper | Records | No | Multi Family | Unknown | 1947-10-15 | 0.75 | Non-Lead | Fed off of Gotham St
207 Flower Ave E | Watertown | 13601 | No | Copper | Unknown | Records | 2018-06-01 | 1 |  |  | No | Single Family | Unknown |  |  |  | Unknown inside Data
210 Flower Ave E | Watertown | 13601 | No | Copper | Unknown | Records | 2018-06-01 | 1 | Copper | Records | No | Single Family | Unknown | 2019-02-06 | 1 | Non-Lead
211 Flower Ave E | Watertown | 13601 | No | Copper | Unknown | Records | 2018-06-01 | 1 | Copper | Records | No | Single Family | Unknown | 1930-09-10 | 0.75 | Non-Lead
214 Flower Ave E | Watertown | 13601 | No | Copper | Unknown | Records | 2018-06-01 | 1 | Copper | Records | No | Single Family | Unknown | 1945-05-19 | 0.75 | Non-Lead
215 Flower Ave E | Watertown | 13601 | No | Copper | Unknown | Records | 2018-06-01 | 1 | Copper | Records | No | Single Family | Unknown | 1927-04-30 | 1 | Non-Lead
218 Flower Ave E | Watertown | 13601 | No | Copper | Unknown | Records | 2018-06-01 | 1 | Copper | Records | No | Multi Family | Unknown | 1927-05-05 | 0.75 | Non-Lead
221-223 Flower Ave E | Watertown | 13601 | No | Copper | Unknown | Records | 2018-06-01 | 1 | Copper | Records | No | Multi Family | Unknown | 1957-08-11 | 1 | Non-Lead
222 Flower Ave E | Watertown | 13601 | No | Copper | Unknown | Records | 2018-06-01 | 1 | Copper | Records | No | Multi Family | Unknown | 1927-04-29 | 1 | Non-Lead
225 Flower Ave E | Watertown | 13601 | No | Copper | Unknown | Records | 2018-06-01 | 1 | Copper | Records | No | Single Family | Unknown | 1986-06-01 | 1 | Non-Lead
226 Flower Ave E | Watertown | 13601 | No | Copper | Unknown | Records | 2018-06-01 | 1 | Copper | Records | No | Single Family | Unknown | 1946-05-23 | 0.75 | Non-Lead
227 Flower Ave E | Watertown | 13601 | No | Copper | Unknown | Records | 2018-06-01 | 1 | Copper | Records | No | Single Family | Unknown | 1927-04-09 | 0.75 | Non-Lead
228 Flower Ave E | Watertown | 13601 | No | Copper | Unknown | Records | 2018-06-01 | 1 | Copper | Records | No | Single Family | Unknown | 1927-05-03 | 0.75 | Non-Lead
234 Flower Ave E | Watertown | 13601 | No | Copper | Unknown | Records | 2018-06-01 | 1 | Copper | Records | No | Single Family | Unknown | 1927-04-29 | 0.75 | Non-Lead
236 Flower Ave E | Watertown | 13601 | No | Copper | Unknown | Records | 2018-06-01 | 1 | Copper | Records | No | Multi Family | Unknown | 1927-04-10 | 1 | Non-Lead
238-240 Flower Ave E | Watertown | 13601 | No | Copper | Unknown | Records | 2018-06-01 | 1 | Copper | Records | No | Multi Family | Unknown | 1927-04-27 | 0.75 | Non-Lead
244 Flower Ave E | Watertown | 13601 | No | Copper | Unknown | Records | 2018-06-01 | 1 |  |  | No | Single Family | Unknown |  |  |  | Unknown inside Data
248 Flower Ave E | Watertown | 13601 | No | Copper | Unknown | Records | 2018-06-01 | 1 | Copper | Records | No | Single Family | Unknown | 1948-08-24 | 0.75 | Non-Lead
256 Flower Ave E | Watertown | 13601 | No | Copper | Unknown | Records | 2018-06-01 | 1 | Copper | Records | No | Single Family | Unknown | 1945-08-03 | 0.75 | Non-Lead
260 Flower Ave E | Watertown | 13601 | No | Copper | Unknown | Records | 2019-01-28 | 1 | Galvanized | Records | No | Single Family | Unknown | 1942-04-29 | 0.75 | GSLRR
264 Flower Ave E | Watertown | 13601 | No | Copper | Unknown | Records | 2018-10-01 | 1 | Copper | Records | No | Multi Family | Unknown | 1993-04-20 | 1 | Non-Lead | Fed off of Nellis St
301 Flower Ave E | Watertown | 13601 | No | Copper | Unknown | Records | 2018-10-01 | 1 |  |  | No | Single Family | Unknown |  |  |  | Unknown inside Data
302 Flower Ave E | Watertown | 13601 | No | Copper | Unknown | Records | 2018-10-18 | 1 |  | Records | No | Single Family | Unknown | 1930-09-27 | 0.75 |  | Unknown inside material
306 Flower Ave E | Watertown | 13601 | No | Copper | Unknown | Records | 2018-10-01 | 1 | Copper | Records | No | Single Family | Unknown | 1930-09-15 | 0.75 | Non-Lead
307 Flower Ave E | Watertown | 13601 | No | Copper | Unknown | Records | 2018-10-01 | 1 | Copper | Records | No | Single Family | Unknown | 1927-04-29 | 0.75 | Non-Lead
310 Flower Ave E | Watertown | 13601 | No | Copper | Unknown | Records | 2018-10-01 | 1 | Copper | Records | No | Single Family | Unknown | 1930-09-26 | 0.75 | Non-Lead
311 Flower Ave E | Watertown | 13601 | No | Copper | Unknown | Records | 2018-10-01 | 1 | Copper | Records | No | Single Family | Unknown | 1927-04-28 | 1 | Non-Lead
314 Flower Ave E | Watertown | 13601 | No | Copper | Unknown | Records | 2018-10-01 | 1 | Copper | Records | No | Single Family | Unknown | 1950-06-01 | 0.75 | Non-Lead
315 Flower Ave E | Watertown | 13601 | No | Copper | Unknown | Records | 2018-10-01 | 1 |  |  | No | Single Family | Unknown |  | 0.75 |  | Unknown inside Data
318 Flower Ave E | Watertown | 13601 | No | Copper | Unknown | Records | 2018-10-01 | 1 | Copper | Records | No | Single Family | Unknown | 1930-09-27 | 0.75 | Non-Lead
319 Flower Ave E | Watertown | 13601 | No | Copper | Unknown | Records | 2018-10-01 | 1 | Copper | Records | No | Single Family | Unknown | 1927-04-28 | 0.75 | Non-Lead
323 Flower Ave E | Watertown | 13601 | No | Copper | Unknown | Records | 2018-10-01 | 1 | Copper | Records | No | Single Family | Unknown | 1927-04-26 | 0.75 | Non-Lead
326 Flower Ave E | Watertown | 13601 | No | Copper | Unknown | Records | 2018-10-01 | 1 | Copper | Records | No | Multi Family | Unknown | 1985-09-13 | 0.75 | Non-Lead
327 Flower Ave E | Watertown | 13601 | No | Copper | Unknown | Records | 2018-10-01 | 1 |  |  | No | Single Family | Unknown |  |  |  | Unknown Inside Data
330 Flower Ave E | Watertown | 13601 | No | Copper | Unknown | Records | 2018-10-01 | 1 | Copper | Records | No | Multi Family | Unknown | 2000-04-01 | 1 | Non-Lead
331 Flower Ave E | Watertown | 13601 | No | Copper | Unknown | Records | 2018-10-01 | 1 |  |  | No | Single Family | Unknown |  |  |  | Unknown inside Data
336 Flower Ave E | Watertown | 13601 | No | Copper | Unknown | Records | 2018-10-01 | 1 | Copper | Records | No | Single Family | Unknown | 1935-10-04 | 0.75 | Non-Lead
337 Flower Ave E | Watertown | 13601 | No | Copper | Unknown | Records | 2018-10-01 | 1 | Copper | Records | No | Single Family | Unknown | 1930-09-23 | 0.75 | Non-Lead
340 Flower Ave E | Watertown | 13601 | No | Copper | Unknown | Records | 2018-10-01 | 1 | Copper | Records | No | Multi Family | Unknown | 1930-09-15 | 0.75 | Non-Lead
343 Flower Ave E | Watertown | 13601 | No | Copper | Unknown | Records | 2018-10-01 | 1 | Copper | Records | No | Single Family | Unknown | 1930-09-17 | 0.75 | Non-Lead
349 Flower Ave E | Watertown | 13601 | No | Copper | Unknown | Records | 2018-10-01 | 1 |  |  | No | Single Family | Unknown |  | 0.75 |  | Unknown Inside Data
353 Flower Ave E | Watertown | 13601 | No | Copper | Unknown | Records | 2018-10-01 | 1 |  |  | No | Single Family | Unknown |  |  |  | Unknown inside Data
357 Flower Ave E | Watertown | 13601 | No | Copper | Unknown | Records | 2018-10-01 | 1 | Copper | Records | No | Single Family | Unknown | 1930-09-15 | 0.75 | Non-Lead
361 Flower Ave E | Watertown | 13601 | No | Copper | Unknown | Records | 2018-10-01 | 1 | Copper | Records | No | Multi Family | Unknown | 1930-09-10 | 0.75 | Non-Lead
363 Flower Ave E | Watertown | 13601 | No | Copper | Unknown | Records | 2018-10-01 | 1 | Copper | Records | No | Single Family | Unknown | 1930-09-15 | 0.75 | Non-Lead
367-369 Flower Ave E | Watertown | 13601 | No | Copper | No | Records | 2018-10-01 | 1 | Copper | Records | No | Multi Family | Unknown | 1950-05-24 | 0.75 | Non-Lead
371-373-375 Flower Ave E | Watertown | 13601 | No | Copper | Unknown | Records | 2018-10-01 | 1 | Copper | Records | No | Multi Family | Unknown | 1961-07-12 | 0.75 | Non-Lead
377-379 Flower Ave E | Watertown | 13601 | No | Copper | Unknown | Records | 2018-10-01 | 1 | Copper | Records | No | Multi Family | Unknown | 1986-08-18 | 0.75 | Non-Lead
381-383 Flower Ave E | Watertown | 13601 | No | Copper | Unknown | Records | 2018-10-01 | 1 | Copper | Records | No | Multi Family | Unknown | 1930-09-20 | 0.75 | Non-Lead
387 Flower Ave E | Watertown | 13601 | No | Copper | Unknown | Records | 2018-10-01 | 1 |  |  | No | Multi Family | Unknown |  |  |  | Unknown inside Data
406 Flower Ave E | Watertown | 13601 | No | Copper | Unknown | Records | 2003-04-01 | 1 | Copper | Records | No | Multi Family | Unknown | 1935-01-04 | 0.75 | Non-Lead
409 Flower Ave E | Watertown | 13601 | No | Copper | Unknown | Records | 2003-04-01 | 1 | Copper | Records | No | Single Family | Unknown | 1997-02-19 | 0.75 | Non-Lead
410 Flower Ave E | Watertown | 13601 | No | Copper | Unknown | Records | 2003-05-12 | 1 | Copper | Records | No | Single Family | Unknown | 1936-09-28 | 0.75 | Non-Lead
413 Flower Ave E | Watertown | 13601 | No | Copper | Unknown | Records | 2003-05-14 | 1 | Copper | Records | No | Single Family | Unknown | 1992-06-30 | 0.75 | Non-Lead
414 Flower Ave E | Watertown | 13601 | No | Copper | Unknown | Records | 2003-05-14 | 1 | Copper | Records | No | Single Family | Unknown | 1999-11-04 | 0.75 | Non-Lead
416 Flower Ave E | Watertown | 13601 | No | Copper | Unknown | Records | 2003-05-14 | 1 | Copper | Records | No | Multi Family | Unknown | 1935-10-31 | 0.75 | Non-Lead
417 Flower Ave E | Watertown | 13601 | No | Copper | Unknown | Records | 2003-05-14 | 1 | Copper | Records | No | Multi Family | Unknown | 1935-10-31 | 0.75 | Non-Lead
420 Flower Ave E | Watertown | 13601 | No | Copper | Unknown | Records | 2003-05-14 | 1 | Copper | Records | No | Multi Family | Unknown | 1933-06-15 | 0.75 | Non-Lead
421 Flower Ave E | Watertown | 13601 | No | Copper | Unknown | Records | 2003-05-14 | 1 | Copper | Records | No | Multi Family | Unknown | 1935-11-04 | 0.75 | Non-Lead
422 Flower Ave E | Watertown | 13601 | No | Copper | Unknown | Records | 2003-05-15 | 1 | Copper | Records | No | Single Family | Unknown | 1959-11-30 | 0.75 | Non-Lead
426 Flower Ave E | Watertown | 13601 | No | Copper | Unknown | Records | 2003-05-15 | 1 | Copper | Records | No | Single Family | Unknown | 1935-11-06 | 1 | Non-Lead
427 Flower Ave E | Watertown | 13601 | No | Copper | Unknown | Records | 2003-05-15 | 1 | Galvanized | Records | No | Single Family | Unknown |  | 0.75 | GSLRR | Unknown inside Data
428 Flower Ave E | Watertown | 13601 | No | Copper | Unknown | Records | 2003-05-15 | 1 | Copper | Records | No | Single Family | Unknown | 1931-08-12 | 0.75 | Non-Lead
432-434 Flower Ave E | Watertown | 13601 | No | Copper | Unknown | Records | 2003-05-18 | 1 | Copper | Records | No | Multi Family | Unknown | 1934-04-04 | 0.75 | Non-Lead
433 Flower Ave E | Watertown | 13601 | No | Copper | Unknown | Records | 2003-05-18 | 1 | Copper | Records | No | Single Family | Unknown | 1999-07-21 | 0.75 | Non-Lead
436 Flower Ave E | Watertown | 13601 | No | Copper | Unknown | Records | 2003-05-15 | 1 | Copper | Records | No | Single Family | Unknown | 1935-11-19 | 0.75 | Non-Lead
438-440 Flower Ave E | Watertown | 13601 | No | Copper | Unknown | Records | 2003-05-15 | 1 | Copper | Records | No | Multi Family | Unknown | 1935-10-30 | 0.75 | Non-Lead
442 Flower Ave E | Watertown | 13601 | No | Copper | Unknown | Records | 2003-05-16 | 1 | Copper | Records | No | Multi Family | Unknown | 1935-11-04 | 0.75 | Non-Lead
443 Flower Ave E | Watertown | 13601 | No | Copper | Unknown | Records | 2003-05-15 | 1 | Copper | Records | No | Single Family | Unknown | 1929-10-07 | 0.75 | Non-Lead
446-448 Flower Ave E | Watertown | 13601 | No | Copper | Unknown | Records | 2003-05-16 | 1 | Copper | Records | No | Multi Family | Unknown | 1932-11-10 | 0.75 | Non-Lead
447-449 Flower Ave E | Watertown | 13601 | No | Copper | Unknown | Records | 2003-05-16 | 1 | Copper | Records | No | Multi Family | Unknown | 1927-10-10 | 1 | Non-Lead
450 Flower Ave E | Watertown | 13601 | No | Copper | Unknown | Records | 2003-05-16 | 1 | Copper | Records | No | Multi Family | Unknown |  | 0.75 | Non-Lead | Unknown inside Data
451 Flower Ave E | Watertown | 13601 | No | Copper | Unknown | Records | 2003-05-16 | 1 | Copper | Records | No | Single Family | Unknown | 1925-10-08 | 1 | Non-Lead
Note 702-704 Academy St Fed From Flower Ave E Flower Ave E | Watertown | 13601 | No | Copper | Unknown | Records | 2003-05-16 | 1 | Copper | Records | No | Multi Family | Unknown | 1933-08-11 | 0.75 | Non-Lead
108-110 Flower Ave W | Watertown | 13601 | No | Copper | Unknown | Records | 1955-04-21 | 1 | Copper | Records | No | Multi Family | Unknown | 1955-04-21 | 1 | Non-Lead
111 Flower Ave W | Watertown | 13601 | No | Copper | Unknown | Records | 1934-10-19 | 0.75 | Copper | Records | No | Single Family | Unknown | 1934-10-04 | 0.75 | Non-Lead
114 Flower Ave W | Watertown | 13601 | No | Copper | Unknown | Records | 1941-07-22 | 0.75 | Copper | Records | No | Single Family | Unknown | 2009-02-06 | 0.75 | Non-Lead
115 Flower Ave W | Watertown | 13601 | No | Copper | Unknown | Records | 1925-09-29 | 0.75 | Copper | Records | No | Multi Family | Unknown | 2019-03-27 | 0.75 | Non-Lead
117 Flower Ave W | Watertown | 13601 | No | Copper | Unknown | Records | 1945-09-12 | 0.75 | Copper | Records | No | Single Family | Unknown | 1945-09-12 | 0.75 | Non-Lead
118 Flower Ave W | Watertown | 13601 | No | Copper | Unknown | Records | 1925-09-03 | 0.75 | Copper | Records | No | Single Family | Unknown | 1925-09-02 | 0.75 | Non-Lead
121 Flower Ave W | Watertown | 13601 | No | Copper | Unknown | Records | 1940-10-04 | 0.75 | Copper | Records | No | Single Family | Unknown | 1940-10-04 | 0.75 | Non-Lead
122 Flower Ave W | Watertown | 13601 | No | Copper | Unknown | Records | 1925-08-21 | 1 | Copper | Records | No | Single Family | Unknown | 1925-09-01 | 1 | Non-Lead
126-128 Flower Ave W | Watertown | 13601 | No | Copper | Unknown | Records | 1925-08-31 | 1 |  | Records | No | Multi Family | Unknown | 1925-09-01 | 1 |  | Unknown inside material
127 Flower Ave W | Watertown | 13601 | No | Copper | Unknown | Records | 1925-05-09 | 0.75 | Unknown | Records | No | Single Family | Unknown | 1925-05-09 | 0.75 | Unknown | Unknown inside material
130-132 Flower Ave W | Watertown | 13601 | No | Copper | Unknown | Records | 1925-08-27 | 1 |  |  | No | Multi Family | Unknown |  |  |  | Unknown inside Data
131-133 Flower Ave W | Watertown | 13601 | No | Copper | Unknown | Records | 1953-11-18 | 0.75 | Copper | Records | No | Multi Family | Unknown | 1953-11-18 | 0.75 | Non-Lead
134 Flower Ave W | Watertown | 13601 | No | Copper | Unknown | Records | 1956-09-13 | 1 |  |  | No | Multi Family | Unknown |  |  |  | Unknown inside Data
137 Flower Ave W | Watertown | 13601 | No | Copper | Unknown | Records | 1925-09-03 | 1 |  |  | No | Single Family | Unknown | 1925-09-03 | 1 |  | Unknown inside Data
138 Flower Ave W | Watertown | 13601 | No | Copper | Unknown | Records | 1925-09-01 | 1 |  |  | No | Multi Family | Unknown | 1925-09-01 | 1 |  | Unknown inside Data
141 Flower Ave W | Watertown | 13601 | No | Copper | Unknown | Records | 1932-06-02 | 0.75 | Copper | Records | No | Single Family | Unknown | 1932-06-03 | 0.75 | Non-Lead
142 Flower Ave W | Watertown | 13601 | No | Copper | Unknown | Records | 1970-04-23 | 1 | Copper | Records | No | Single Family | Unknown | 1970-04-23 | 1 | Non-Lead
145 Flower Ave W | Watertown | 13601 | No | Copper | Unknown | Records | 1926-06-05 | 0.75 | Copper | Records | No | Single Family | Unknown | 1970-06-18 | 0.75 | Non-Lead
148 Flower Ave W | Watertown | 13601 | No | Copper | Unknown | Records | 1932-10-18 | 0.75 | Copper | Records | No | Single Family | Unknown | 1932-10-18 | 0.75 | Non-Lead
149 Flower Ave W | Watertown | 13601 | No | Copper | Unknown | Records | 1937-10-11 | 0.75 | Copper | Records | No | Single Family | Unknown | 1937-10-11 | 0.75 | Non-Lead
153-155 Flower Ave W | Watertown | 13601 | No | Copper | Unknown | Records | 1937-07-09 | 1 | Copper | Records | No | Multi Family | Unknown | 1965-09-22 | 0.75 | Non-Lead
154 Flower Ave W | Watertown | 13601 | No | Copper | Unknown | Records | 1965-08-05 | 0.75 | Copper | Records | No | Single Family | Unknown | 1965-08-05 | 0.75 | Non-Lead
157 Flower Ave W | Watertown | 13601 | No | Copper | Unknown | Records | 1936-04-22 | 0.75 | Copper | Records | No | Multi Family | Unknown | 1936-04-21 | 0.75 | Non-Lead
163 Flower Ave W | Watertown | 13601 | No | Unknown | Unknown | Records | 1925-09-01 | 0.75 | Copper | Records | Unknown | Single Family | Unknown | 1926-10-30 | 0.75 | Unknown
167 Flower Ave W | Watertown | 13601 | No | Copper | Unknown | Records | 1936-10-19 | 0.75 | Copper | Records | No | Single Family | Unknown | 1936-10-20 | 0.75 | Non-Lead | Fed off of Sherman St
203 Flower Ave W | Watertown | 13601 | No | Copper | Unknown | Records | 1939-10-17 | 0.75 |  |  | No | Single Family | Unknown |  |  |  | Unknown inside Data Fed off of Sherman St
207 Flower Ave W | Watertown | 13601 | No | Copper | Unknown | Records | 1959-04-17 | 1 | Copper | Records | Unknown | Single Family | Unknown | 1959-04-17 | 1 | Non-Lead
208-210 Flower Ave W | Watertown | 13601 | No | Copper | Unknown | Records | 1925-09-12 | 1 | Copper | Records | No | Multi Family | Unknown | 1992-11-20 | 1 | Non-Lead
213 Flower Ave W | Watertown | 13601 | Unknown | Unknown | Unknown | Records | 1925-09-21 | 1 |  |  |  | Single Family | Unknown |  |  |  | Unknown Data in and out
214 Flower Ave W | Watertown | 13601 | No | Copper | Unknown | Records | 1956-10-05 | 0.75 | Copper | Records | No | Single Family | Unknown | 1956-10-05 | 0.75 | Non-Lead
216 Flower Ave W | Watertown | 13601 | No | Copper | Unknown | Records | 1925-09-15 | 0.75 | Copper | Records | No | Single Family | Unknown | 1958-08-06 | 0.75 | Non-Lead
217 Flower Ave W | Watertown | 13601 | No | Copper | Unknown | Records | 1941-08-26 | 1 | Copper | Records | No | Single Family | Unknown | 1941-08-26 | 1 | Non-Lead
221 Flower Ave W | Watertown | 13601 | No | Copper | Unknown | Records | 1939-08-10 | 1 |  |  | No | Single Family | Unknown |  |  |  | Unknown inside Data
222 Flower Ave W | Watertown | 13601 | No | Copper | Unknown | Records | 1925-09-21 | 0.75 | Copper | Records | No | Single Family | Unknown | 1927-04-20 | 0.75 | Non-Lead
226 Flower Ave W | Watertown | 13601 | No | Copper | Unknown | Records | 1925-09-17 | 1 |  |  | No | Single Family | Unknown |  |  |  | Unknown inside Data
229 Flower Ave W | Watertown | 13601 | No | Copper | Unknown | Records | 1970-09-14 | 1 | Copper | Records | No | Single Family | Unknown | 1970-09-14 | 1 | Non-Lead
230 Flower Ave W | Watertown | 13601 | No | Copper | Unknown | Records | 1933-10-04 | 1 | Copper | Records | No | Single Family | Unknown | 1933-10-11 | 1 | Non-Lead
234 Flower Ave W | Watertown | 13601 | No | Copper | Unknown | Records | 1925-09-04 | 1 |  |  | No | Single Family | Unknown |  |  |  | Unknown inside Data
238 Flower Ave W | Watertown | 13601 | No | Copper | Unknown | Records | 1935-10-31 | 0.75 | Copper | Records | No | Single Family | Unknown | 1935-10-31 | 0.75 | Non-Lead
241 Flower Ave W | Watertown | 13601 | No | Copper | Unknown | Records | 1995-01-05 | 1 | Copper | Records | No | Single Family | Unknown | 1925-09-21 | 1 | Non-Lead
242 Flower Ave W | Watertown | 13601 | No | Copper | Unknown | Records | 1964-08-07 | 0.75 | Copper | Records | No | Single Family | Unknown | 1964-08-07 | 0.75 | Non-Lead
245 Flower Ave W | Watertown | 13601 | No | Copper | No | Records | 1926-09-20 | 0.75 | Copper | Records | No | Single Family | Unknown | 1950-01-12 | 0.75 | Non-Lead
246 Flower Ave W | Watertown | 13601 | No |  | Unknown | Records | 1925-09-22 | 1 |  |  |  | Single Family | Unknown |  |  |  | Unknown Data in and out
251 Flower Ave W | Watertown | 13601 | No | Copper | Unknown | Records | 1966-04-18 | 0.75 | Copper | Records | No | Single Family | Unknown | 1966-04-18 | 0.75 | Non-Lead
254 Flower Ave W | Watertown | 13601 | No |  | Unknown |  |  | 0.75 |  |  |  | Single Family | Unknown |  |  |  | Unknown Data in and out
255 Flower Ave W | Watertown | 13601 | No | Galvanized | Unknown | Records | 1924-05-14 | 1 | Copper | Records | No | Single Family | Unknown | 1997-03-18 | 0.75 | Non-Lead | 1" galvanized city side
258 Flower Ave W | Watertown | 13601 | No | Copper | No | Records | 1927-11-14 | 0.75 |  |  | No | Single Family | Unknown |  |  |  | Unknown inside Data
259 Flower Ave W | Watertown | 13601 | No | Copper | Unknown | Records | 1930-04-07 | 0.75 | Copper | Records | No | Single Family | Unknown | 1977-07-12 | 0.75 | Non-Lead
261 (House Outback of 259) Flower Ave W | Watertown | 13601 | No | Copper | Unknown | Records | 2002-06-25 | 1 | Copper | Records | No | Single Family | Unknown | 2002-06-26 | 1 | Non-Lead
262 (Vacant Lot) Flower Ave W | Watertown | 13601 | No | [5 empty] | UPL |  |  | Single Family | Unknown |  |  |  | new main tap 9/22/1925 Unknown Data
263 & 263 Rear Flower Ave W | Watertown | 13601 | No | Copper | Unknown | Records | 1997-05-29 | 1 | Copper | Records | No | Single Family | Unknown | 1997-05-29 | 1 | Non-Lead | 263 rear discontinued 10/10/2002
269 Flower Ave W | Watertown | 13601 | No | Copper | Unknown | Records | 1969-12-09 | 0.75 | Copper | Records | No | Single Family | Unknown | 1969-12-09 | 0.75 | Non-Lead
273 Flower Ave W | Watertown | 13601 | No | Copper | Unknown | Records | 2003-07-11 | 0.75 | Copper | Records | No | Single Family | Unknown | 2003-07-11 | 0.75 | Non-Lead
275 Flower Ave W | Watertown | 13601 | No |  | Unknown |  |  | 0.75 | Copper | Records | No | Single Family | Unknown | 1997-11-04 | 0.75 |  | Unknown city side Data
301 Flower Ave W | Watertown | 13601 | No |  | Unknown |  |  | 1 | Copper | Records | No | Single Family | Unknown | 1997-11-03 | 1 |  | Unknown city side Data
304 Flower Ave W | Watertown | 13601 | No | Copper | Unknown | Records | 1949-07-08 | 1 |  |  | No | Single Family | Unknown |  |  |  | Unknown inside Data
305 Flower Ave W | Watertown | 13601 | No | Copper | Unknown | Records | 1955-08-08 | 1 | Copper | Records | No | Single Family | Unknown | 1955-08-08 | 1 | Non-Lead
307 Flower Ave W | Watertown | 13601 | No | Copper | Unknown | Records | 1936-07-02 | 0.75 | Copper | Records | No | Single Family | Unknown | 1968-02-05 | 0.75 | Non-Lead
312 Flower Ave W | Watertown | 13601 | No | Copper | Unknown | Records | 1968-04-24 | 1 | Copper | Records | No | Single Family | Unknown | 1968-04-24 | 1 | Non-Lead
315 Flower Ave W | Watertown | 13601 | No | Copper | No | Records | 1959-06-11 | 1 |  |  | No | Single Family | Unknown |  | 1 |  | Unknown inside Data
316 Flower Ave W | Watertown | 13601 | No | Copper | Unknown | Records | 1951-03-27 | 1 | Copper | Records | No | Single Family | Unknown | 1951-03-27 | 1 | Non-Lead
319 Flower Ave W | Watertown | 13601 | No | Copper | Unknown | Records | 2007-05-21 | 0.75 |  |  | No | Single Family | Unknown | 1901-08-12 |  |  | Unknown inside Data
320 Flower Ave W | Watertown | 13601 | No | Copper | Unknown | Records | 1946-12-12 | 0.75 | Copper | Records | No | Single Family | Unknown | 1946-12-12 | 0.75 | Non-Lead
322 Flower Ave W | Watertown | 13601 | No | Copper | Unknown | Records | 1955-09-26 | 1 | Copper | Records | No | Single Family | Unknown | 1955-09-26 | 1 | Non-Lead
324 Flower Ave W | Watertown | 13601 | No | Copper | Unknown | Records | 1955-08-17 | 0.75 | Copper | Records | No | Single Family | Unknown | 1955-08-17 | 0.75 | Non-Lead
325 Flower Ave W | Watertown | 13601 | No | Copper | Unknown | Records | 1935-10-14 | 1 | Copper | Records | No | Single Family | Unknown | 1935-10-14 | 1 | Non-Lead
330 Flower Ave W | Watertown | 13601 | No | Copper | Unknown | Records | 2012-08-20 | 1 | Copper | Records | No | Single Family | Unknown | 2012-08-20 | 1 | Non-Lead
341 Flower Ave W | Watertown | 13601 | No | Copper | Unknown | Records | 1963-06-04 | 1 | Copper | Records | No | Single Family | Unknown | 1963-06-04 | 1 | Non-Lead
404 Flower Ave W | Watertown | 13601 | No | Copper | Unknown | Records | 1926-05-03 | 1 | Copper | Records | No | Single Family | Unknown | 1936-06-04 | 1 | Non-Lead
412 Flower Ave W | Watertown | 13601 | No | Copper | Unknown | Records | 1926-05-03 | 1 | Copper | Records | No | Single Family | Unknown | 1931-07-15 | 1 | Non-Lead
418 Flower Ave W | Watertown | 13601 | No | Unknown | Unknown | Records | 1925-08-04 | 1 | Unknown | Records | No | Single Family | Unknown | 1925-08-06 | 1 | Unknown | Unknown Material in and outside
422 Flower Ave W | Watertown | 13601 | No | Copper | No | Records | 1926-05-03 | 1 | Copper | Records | No | Single Family | Unknown | 1960-05-17 | 0.75 | Non-Lead
424 Flower Ave W | Watertown | 13601 | No | Copper | No | Records | 1926-05-03 | 1 | Copper | Records | No | Single Family | Unknown | 1960-05-17 | 0.75 | Non-Lead
428 Flower Ave W | Watertown | 13601 | No | Copper | Unknown | Records | 1929-08-27 | 0.75 | Copper | Records | No | Single Family | Unknown | 1929-08-27 | 0.75 | Non-Lead
429 Flower Ave W | Watertown | 13601 | No | Copper | No | Records | 1957-04-24 | 1 |  |  | No | Single Family | Unknown |  |  |  | Unknown inside Data 2x 1" copper services
434 Flower Ave W | Watertown | 13601 | No | Copper | Unknown | Records | 1948-05-27 | 1 | Copper | Records | No | Single Family | Unknown | 1948-05-27 | 1 | Non-Lead
435 Flower Ave W | Watertown | 13601 | No | Copper | Unknown | Records | 1951-06-05 | 0.75 | Copper | Records | No |  | None | 1951-06-05 | 0.75 | Non-Lead | Meter pit for Greens
438 Flower Ave W | Watertown | 13601 | No | Copper | No | Records | 1926-05-03 | 1 | Copper | Records | No | Single Family | Unknown | 1960-07-29 | 1 | Non-Lead
441 Flower Ave W | Watertown | 13601 | No | Copper | No | Records | 1957-11-06 | 1 | Copper | Records | No | Single Family | Unknown | 1957-11-06 | 1 | Non-Lead
442 Flower Ave W | Watertown | 13601 | No | Copper | Unknown | Records | 1941-10-24 | 0.75 | Copper | Records | No | Single Family | Unknown | 1941-10-24 | 0.75 | Non-Lead
446 Flower Ave W | Watertown | 13601 | No | Copper | Unknown | Records | 1926-05-03 | 1 | Copper | Records | No | Single Family | Unknown | 1982-01-29 | 1 | Non-Lead
452 Flower Ave W | Watertown | 13601 | No | Copper | Unknown | Records | 1926-05-03 | 1 | Copper | Records | No | Single Family | Unknown | 1966-04-12 | 1 | Non-Lead
464 Flower Ave W | Watertown | 13601 | No | Copper | Unknown | Records | 1942-08-04 | 0.75 |  |  | No | Single Family | Unknown |  |  |  | Unknown inside Data
465 (Ives Hill Country Club) Flower Ave W | Watertown | 13601 | No | Copper | No | Records | 1951-06-05 | 0.75 | Copper | Records | No | Business | Unknown | 1951-06-05 | 0.75 | Non-Lead
468 Flower Ave W | Watertown | 13601 | No | Copper | Unknown | Records | 1926-05-03 | 1 | Copper | Records | No | Single Family | Unknown | 1953-04-20 | 1 | Non-Lead
474 Flower Ave W | Watertown | 13601 | No | Copper | Unknown | Records | 1948-05-26 | 1 | Copper | Records | No | Single Family | Unknown | 1948-05-26 | 1 | Non-Lead
478 Flower Ave W | Watertown | 13601 | No | Copper | Unknown | Records | 1926-05-03 | 1 | Copper | Records | No | Single Family | Unknown | 1946-07-05 | 1 | Non-Lead
479 Flower Ave W | Watertown | 13601 | No | Copper | No | Records | 1927-05-06 | 0.75 | Copper | Records | No | Business | Unknown | 1927-05-06 | 0.75 | Non-Lead
482 Flower Ave W | Watertown | 13601 | No | Copper | No | Records | 1951-06-13 | 0.75 | Copper | Records | No | Single Family | Unknown | 1951-06-13 | 0.75 | Non-Lead | Fed off of Ives St
Jefferson County Golf Club Flower Ave W | Watertown | 13601 | No | Copper | Unknown | Records | 1951-06-08 | 0.75
Meter Pit for Green 3 Flower Ave W | Watertown | 13601 | No | Copper | No | Records | 1951-04-17 | 0.75 | Copper | Records | No | Other | None | 1951-04-17 | 0.75 | Non-Lead | Meter pit
642 Flower St | Watertown | 13601 | No | Copper | No | Records | 1986-11-05 | 0.75 | Copper | Records | No | Single Family | Unknown | 1986-11-01 | 0.75 | Non-Lead
646 Flower St | Watertown | 13601 | No | Copper | No | Records | 1986-11-05 | 0.75 | Copper | Records | No | Single Family | Unknown | 1986-10-24 | 0.75 | Non-Lead
649 Flower St | Watertown | 13601 | No | Copper | No | Records | 1986-11-05 | 0.75 | Copper | Records | No | Single Family | Unknown | 1998-09-21 | 0.75 | Non-Lead
655 Flower St | Watertown | 13601 | No | Copper | No | Records | 1986-11-05 | 0.75 |  |  | No | Single Family | Unknown |  | 0.75 |  | Unknown inside Data
659 Flower St | Watertown | 13601 | No | Copper | Unknown | Records | 1986-11-05 | 0.75 |  |  | No | Single Family | Unknown |  | 0.75 |  | Unknown inside Data
670 Flower St | Watertown | 13601 | No | Copper | Unknown | Records | 1986-11-05 | 0.75 | Copper | Records | No | Single Family | Unknown | 1986-10-29 | 0.75 | Non-Lead
678 Flower St | Watertown | 13601 | No | Copper | No | Records | 1986-11-05 | 0.75 | Copper | Records | No | Single Family | Unknown | 1986-10-25 | 0.75 | Non-Lead
679 Flower St | Watertown | 13601 | No | Copper | No | Records | 1986-11-05 | 0.75
683 Flower St | Watertown | 13601 | No | Copper | No | Records | 1986-11-05 | 0.75 | Copper | Records | No | Business | Unknown | 1992-04-14 | 0.75 | Non-Lead
684 Flower St | Watertown | 13601 | No | Copper | No | Records | 1986-11-05 | 0.75 | Copper | Records | No | Single Family | Unknown | 1986-11-01 | 0.75 | Non-Lead
685 Flower St | Watertown | 13601 | No | Copper | No | Records | 1986-11-05 | 0.75 | Copper | Records | No | Business | Unknown | 1986-11-05 | 0.75 | Non-Lead
686 Flower St | Watertown | 13601 | No | Copper | No | Records | 1986-11-05 | 0.75 | Copper | Records | No | Single Family | Unknown | 1986-11-05 | 0.75 | Non-Lead
693 Flower St | Watertown | 13601 | No | Copper | Unknown | Records | 1986-11-05 | 0.75 | Copper | Records | No | Single Family | Unknown | 1986-11-05 | 0.75 | Non-Lead
110 Francis St | Watertown | 13601 | No | Copper | Unknown | Records | 1948-07-10 | 0.75 | Copper | Records | No | Single Family | Unknown | 1948-07-10 | 0.75 | Non-Lead
111 Francis St | Watertown | 13601 | No | Copper | Unknown | Records | 1961-03-07 | 0.75 | Copper | Records | No | Single Family | Unknown | 1963-10-16 | 0.75 | Non-Lead
114 Francis St | Watertown | 13601 | No | Copper | Unknown | Records | 1955-10-18 | 0.75 | Copper | Records | No | Single Family | Unknown | 1955-10-18 | 0.75 | Non-Lead
115 Francis St | Watertown | 13601 | No | Copper | Unknown | Records | 1962-07-23 | 0.75 |  |  | No | Single Family | Unknown |  | 0.75 |  | Unknown inside Data
118 Francis St | Watertown | 13601 | No | Copper | Unknown | Records | 1938-08-25 | 0.75 |  |  | No | Single Family | Unknown |  | 0.75
119 Francis St | Watertown | 13601 | No | Copper | Unknown | Records | 1939-01-12 | 0.75 | Galvanized | Records | No | Single Family | Unknown | 1944-05-18 | 0.75 | GSLRR
122 Francis St | Watertown | 13601 | No | Copper | Unknown | Records | 1952-03-18 | 0.75 | Copper | Records | No | Single Family | Unknown | 1952-03-18 | 0.75 | Non-Lead
123 Francis St | Watertown | 13601 | No | Copper | Unknown | Records | 1963-08-01 | 0.75 | Copper | Records | No | Single Family | Unknown | 1963-08-01 | 0.75 | Non-Lead
125 Francis St | Watertown | 13601 | No | Copper | Unknown | Records | 1982-09-02 | 0.75 |  |  | No | Single Family | Unknown |  | 0.75 |  | Unknown inside Data
126 Francis St | Watertown | 13601 | No | Copper | Unknown | Records | 1977-06-09 | 0.75 | Copper | Records | No | Single Family | Unknown | 1977-06-09 | 0.75 | Non-Lead
130 Francis St | Watertown | 13601 | No | Copper | Unknown | Records | 1965-09-26 | 0.75 | Copper | Records | No | Single Family | Unknown | 1965-09-26 | 0.75 | Non-Lead
131 Francis St | Watertown | 13601 | No | Copper | Unknown | Records | 1968-06-17 | 0.75 | Copper | Records | No | Single Family | Unknown | 1998-06-12 | 0.75 | Non-Lead
134 Francis St | Watertown | 13601 | No | Copper | Unknown | Records | 1935-04-11 | 0.75 | Copper | Records | No | Single Family | Unknown | 1935-01-24 | 0.75 | Non-Lead
135 Francis St | Watertown | 13601 | No | Copper | Unknown | Records | 1936-08-25 | 0.75 |  | Records | No | Single Family | Unknown | 1921-08-19 | 0.75 |  | Unknown inside Data
137 Francis St | Watertown | 13601 | No | Copper | Yes | Records | 2022-04-26 | 0.75 | Copper | Records | No | Single Family | Unknown | 2022-04-26 | 0.75 | Non-Lead | LRP
138 Francis St | Watertown | 13601 | No | Copper | Unknown | Records | 1985-03-29 | 0.75 | Copper | Records | No | Single Family | Unknown | 1985-03-29 | 0.75 | Non-Lead
141 Francis St | Watertown | 13601 | No | Copper | Unknown | Records | 1960-04-19 | 0.75 | Copper | Records | No | Single Family | Unknown | 1960-04-19 | 0.75 | Non-Lead
142 Francis St | Watertown | 13601 | Unknown | Lead | Yes | Records | 1944-04-22 | 0.75 | Copper | Records | No | Multi Family | Unknown | 1944-04-22 | 0.75 | Lead | Tube loy city side
144 Francis St | Watertown | 13601 | No | Copper | Unknown | Records | 1968-12-13 | 0.75 | Copper | Records | No | Single Family | Unknown | 1968-12-13 | 0.75 | Non-Lead
145 Francis St | Watertown | 13601 | No | Copper | Unknown | Records | 1952-07-29 | 0.75 | Copper | Records | No | Single Family | Unknown | 1952-07-29 | 0.75 | Non-Lead
148 Francis St | Watertown | 13601 | No | Copper | Unknown | Records | 1934-09-28 | 0.75 | Copper | Records | No | Single Family | Unknown | 1934-09-28 | 0.75 | Non-Lead
149 Francis St | Watertown | 13601 | No | Copper | Unknown | Records | 1925-09-23 | 0.75 |  |  | No | Single Family | Unknown |  |  |  | Unknown inside Data
152 Francis St | Watertown | 13601 | Unknown | Unknown | Unknown | Records | 1910-04-01 | 0.75 |  |  | No | Single Family | Unknown |  |  |  | Unknown Data inside and out
155 Francis St | Watertown | 13601 | No | Copper | Unknown | Records | 1999-07-24 | 1 | Copper | Records | No | Single Family | Unknown | 1988-07-26 | 1 | Non-Lead
156 Francis St | Watertown | 13601 | Unknown |  | Unknown | Records |  | 0.75 | Copper | Records | Unknown | Single Family | Unknown | 1967-02-16 | 0.75 |  | Unknown city side Data
204 Francis St | Watertown | 13601 | No | Copper | Unknown | Records | 1957-02-04 | 0.75 | Copper | Records | No | Single Family | Unknown | 1957-02-04 | 0.75 | Non-Lead
208 Francis St | Watertown | 13601 | No | Copper | Unknown | Records | 1934-02-26 | 0.75 | Copper | Records | No | Multi Family | Unknown | 1934-10-22 | 0.75 | Non-Lead
211 Francis St | Watertown | 13601 | No | Copper | Unknown | Records | 1934-02-28 | 0.75 | Copper | Records | No | Single Family | Unknown | 1993-07-21 | 0.75 | Non-Lead
214 Francis St | Watertown | 13601 | No | Copper | Unknown | Records | 1959-06-17 | 0.75 | Copper | Records | No | Single Family | Unknown | 1953-06-15 | 0.75 | Non-Lead
215 Francis St | Watertown | 13601 | No | Copper | Unknown | Records | 1938-04-12 | 0.75 | Copper | Records | No | Single Family | Unknown | 2009-06-08 | 0.75 | Non-Lead
218 Francis St | Watertown | 13601 | No | Copper | Yes | Records | 2018-05-09 | 0.75 | Copper | Records | No | Single Family | Unknown | 2018-05-09 | 0.75 | Non-Lead | LRP
219 Francis St | Watertown | 13601 | No | Copper | Unknown | Records | 1938-04-12 | 0.75 | Copper | Records | No | Single Family | Unknown | 1938-04-12 | 0.75 | Non-Lead
222 Francis St | Watertown | 13601 | Unknown | Unknown | Unknown | Records | 1918-12-10 | 0.75 | Copper | Records | No | Single Family | Unknown | 1958-08-18 | 0.75 | Unknown | Unknown City side Data
223 Francis St | Watertown | 13601 | No | Copper | Unknown | Records | 1938-04-29 | 0.75 | Copper | Records | No | Single Family | Unknown | 2015-10-05 | 0.75 | Non-Lead
226-228 Francis St | Watertown | 13601 | No | Copper | Unknown | Records | 1955-08-08 | 0.75 | Copper | Records | No | Multi Family | Unknown | 1955-08-08 | 0.75 | Non-Lead
227-229 Francis St | Watertown | 13601 | No | Copper | Unknown | Records | 1938-04-28 | 0.75 |  |  | No | Multi Family | Unknown |  | 0.75 |  | Unknown inside Data
234 Francis St | Watertown | 13601 | No | Copper | Unknown | Records | 1984-10-10 | 0.75 | Copper | Records | No | Single Family | Unknown | 1984-10-10 | 0.75 | Non-Lead
235 Francis St | Watertown | 13601 | No | Copper | Unknown | Records | 1935-04-24 | 0.75 | Copper | Records | No | Single Family | Unknown | 1933-11-14 | 0.75 | Non-Lead
238 Francis St | Watertown | 13601 | No | Copper | Unknown | Records | 1979-05-31 | 0.75 | Copper | Records | No | Single Family | Unknown | 1979-05-31 | 0.75 | Non-Lead
239 Francis St | Watertown | 13601 | No | Copper | Unknown | Records | 1938-04-29 | 0.75 |  |  | No | Single Family | Unknown |  | 0.75 |  | Unknown inside Data
1000-1002 Franklin St | Watertown | 13601 | No | Copper | Unknown | Records | 1939-10-05 | 0.75 | Copper | Records | No | Multi Family | Unknown | 2021-09-30 | 0.75 | Non-Lead | Fed off of S Hamilton St
1003 Franklin St | Watertown | 13601 | No | Copper | Unknown | Records | 1927-04-21 | 0.75 | Copper | Records | No | Single Family | Unknown | 2003-09-12 | 0.75 | Non-Lead
1005 Franklin St | Watertown | 13601 | No | Copper | Unknown | Records | 1927-04-11 | 0.75 |  |  | No | Single Family | Unknown |  | 0.75 |  | Unknown inside Data
1006 Franklin St | Watertown | 13601 | No | Copper | Unknown | Records | 1927-05-31 | 0.75 | Copper | Records | No | Single Family | Unknown | 1935-04-16 | 0.75 | Non-Lead
1009 Franklin St | Watertown | 13601 | No | Copper | Unknown | Records | 1927-04-22 | 0.75 | Copper | Records | No | Single Family | Unknown | 1971-05-12 | 0.75 | Non-Lead
1010 Franklin St | Watertown | 13601 | No | Copper | Unknown | Records | 1927-04-13 | 0.75 | Copper | Records | No | Single Family | Unknown | 1991-01-24 | 0.75 | Non-Lead
1012 Franklin St | Watertown | 13601 | No | Copper | Unknown | Records | 2014-07-29 | 1 | Galvanized | Records | No | Multi Family | Unknown | 1922-09-12 | 1 | GSLRR | Fed off of Moffett St
1013 Franklin St | Watertown | 13601 | No | Copper | Unknown | Records | 1927-04-18 | 0.75 |  |  | No | Multi Family | Unknown |  | 0.75 |  | Unknown inside Data
102 Franklin St | Watertown | 13601 | No | Copper | Unknown | Records | 2006-09-11 | 1 | Copper | Records | No | Business | Unknown | 2006-09-11 | 1 | Non-Lead | Fed off of Public Sq
104 Franklin St | Watertown | 13601 | No | Copper | Unknown | Records | 1940-06-06 | 1 | Copper | Records | No | Business | Unknown | 1940-06-06 | 1 | Non-Lead
108-110-114-116 Franklin St | Watertown | 13601 | No | Known Other | Unknown | Records | 1995-10-17 | 6 | Known Other | Records | No | Other | Unknown | 1995-10-17 | 6 | Non-Lead | 6" Fire Service D.I.P
1101 Franklin St | Watertown | 13601 | No | Copper | Unknown | Records | 1994-02-14 | 1 |  |  | No | Single Family | Unknown |  | 1 |  | Unknown inside Data Fed off of S Pleasant St
1102 Franklin St | Watertown | 13601 | No | Copper | Unknown | Records | 1927-04-12 | 0.75 |  |  | No | Multi Family | Unknown |  | 0.75 |  | Unknown inside Data
1104 & 1106 Franklin St | Watertown | 13601 | No | Copper | Unknown | Records | 1927-04-12 | 0.75 | Copper | Records | No | Multi Family | Unknown | 1936-11-09 | 0.75 | Non-Lead | two seperate Parcels with one common line too 2 service lines all copper
1107 Franklin St | Watertown | 13601 | No | Copper | Unknown | Records | 1927-04-12 | 1 | Copper | Records | No | Multi Family | Unknown | 1985-02-25 | 1 | Non-Lead
1110 Franklin St | Watertown | 13601 | No | Copper | Unknown | Records | 1927-04-19 | 0.75 | Copper | Records | No | Single Family | Unknown | 1968-05-31 | 0.75 | Non-Lead
1111 Franklin St | Watertown | 13601 | No | Copper | Unknown | Records | 1927-04-12 | 1 | Copper | Records | No | Single Family | Unknown | 2004-05-21 | 0.75 | Non-Lead
1114 Franklin St | Watertown | 13601 | No | Copper | Unknown | Records | 1927-04-16 | 0.75 | Copper | Records | No | Single Family | Unknown | 1964-06-29 | 0.75 | Non-Lead
1119 Franklin St | Watertown | 13601 | No | Copper | Unknown | Records | 1937-10-28 | 0.75 | Copper | Records | No | Single Family | Unknown | 1937-10-28 | 0.75 | Non-Lead
1122 Franklin St | Watertown | 13601 | No | Copper | Unknown | Records | 1935-01-09 | 0.75 |  |  | No | Single Family | Unknown |  |  |  | Unknown inside Data Fed off of Pawling St
1123 Franklin St | Watertown | 13601 | No | Copper | Unknown | Records | 1927-04-16 | 0.75 |  |  | No | Single Family | Unknown |  | 0.75 |  | Unknown inside Data
1124-1126 Franklin St | Watertown | 13601 | No | Copper | Unknown | Records | 1934-06-19 | 0.75 |  |  | No | Multi Family | Unknown |  | 0.75 |  | Unknown inside Data
1129 Franklin St | Watertown | 13601 | No | Copper | Unknown | Records | 1927-04-18 | 1 |  |  | No | Single Family | Unknown |  | 0.75 |  | Unknown inside Data
1132 Franklin St | Watertown | 13601 | No | Copper | Unknown | Records | 1927-04-20 | 0.75 | Copper | Records | No | Single Family | Unknown | 2020-08-05 | 0.75 | Non-Lead
1133 Franklin St | Watertown | 13601 | No | Copper | Unknown | Records | 1927-04-16 | 0.75 |  |  | No | Single Family | Unknown |  | 0.75 |  | Unknown inside Data
1136 Franklin St | Watertown | 13601 | No | Copper | Unknown | Records | 1982-07-29 | 0.75 | Copper | Records | No | Single Family | Unknown | 1995-10-12 | 0.75 | Non-Lead
1137 Franklin St | Watertown | 13601 | No | Copper | Yes | Records | 2022-07-15 | 0.75 | Copper | Records | No | Single Family | Unknown | 1932-08-31 | 0.75 | Non-Lead
114-116 Franklin St | Watertown | 13601 | No | Copper | Unknown | Records | 1995-10-17 | 2 | Copper | Records | No | Other | Unknown | 1995-10-17 | 2 | Non-Lead
122-124-126-128-130-132-134 Franklin St | Watertown | 13601 | No | Known Other | Unknown | Records | 1899-07-22 | 4 | Known Other | Records | Unknown | Business | Unknown | 1899-07-22 | 4 | Non-Lead
124 Franklin St | Watertown | 13601 | No | Known Other | Unknown | Records | 1899-07-22 | 4 | Known Other | Records | Unknown | Business | Unknown | 1899-07-22 | 4 | Non-Lead
134-136 Franklin St | Watertown | 13601 | No | Copper | Unknown | Records | 1940-07-29 | 1 | Copper | Records | No | Business | Unknown | 1940-07-29 | 1 | Non-Lead
140-142 Franklin St | Watertown | 13601 | No | Copper | Unknown | Records | 1934-06-11 | 0.75 | [8 empty] | Demolished Unknown termination point
206 Franklin St | Watertown | 13601 | Unknown | Known Other | Unknown | Records | 1926-06-01 | 4 | Known Other | Records | Unknown | Other | Unknown | 1926-06-01 | 4 | Non-Lead | 4" cast iron pipe off Goodale St
216 Franklin St | Watertown | 13601 | No | Copper | Unknown | Records | 1951-03-31 | 0.75 | [8 empty] | Demolished unknown termination point
219 Franklin St | Watertown | 13601 | No | Copper | Unknown | Records | 1970-02-02 | 0.75 | [8 empty] | Demolished unknown termination point
230-232 Franklin St | Watertown | 13601 | No | Copper | Unknown | Records | 1945-10-23 | 0.75 |  |  | No | Business | Unknown |  | 0.75 |  | Unknown inside Data
231 Franklin St | Watertown | 13601 | No | Known Other | No | Records | 1992-05-01 | 6 | Known Other | Records | No | Multi Family | Unknown | 1992-05-01 | 6 | Non-Lead | 6" D.I.P
237 Franklin St | Watertown | 13601 | No | Copper | Unknown | Records | 1961-06-22 | 2 | Copper | Records | No | Business | Unknown | 1961-06-22 | 2 | Non-Lead
237-239-241 Franklin St | Watertown | 13601 | No | Copper | Unknown | Records | 1961-06-22 | 2 | Copper | Records | No | Business | Unknown | 1961-06-22 | 2 | Non-Lead
242-244 Franklin St | Watertown | 13601 | No | Copper | Unknown | Records | 1960-09-28 | 0.75 | [8 empty] | Demolished Hot 3/4 copper Main to C/S
247 Franklin St | Watertown | 13601 | No | Copper | No | Records | 1984-03-15 | 1 | Copper | Records | No | Business | Unknown | 1984-03-15 | 1 | Non-Lead
248-250 Franklin St | Watertown | 13601 | No | Copper | Unknown | Records | 1983-10-28 | 0.75 | [8 empty] | Demolished 12/1999 3/4 Copper Hot Main to C/S
263 Franklin St | Watertown | 13601 | No | Copper | No | Records | 2007-08-27 | 1 | Copper | Records | No | Business | Unknown | 1987-03-15 | 1 | Non-Lead
271 Franklin St | Watertown | 13601 | No | Copper | Unknown | Records | 2007-08-27 | 1 | Copper | Records | No | Multi Family | Unknown | 1955-09-08 | 1 | Non-Lead
271-273 Franklin St | Watertown | 13601 | No | Copper | Unknown | Records | 2007-08-27 | 1 | Copper | Records | No | Multi Family | Unknown | 2007-09-08 | 1 | Non-Lead
314 Franklin St | Watertown | 13601 | No | Copper | Yes | Records | 2022-06-14 | 0.75 | Copper | Records | No | Multi Family | Unknown | 1971-09-13 | 0.75 | Non-Lead | LRP
328-330 Franklin St | Watertown | 13601 | No | Copper | Unknown | Records | 1933-06-22 | 0.75 |  |  | No | Multi Family | Unknown |  | 0.75 |  | Unknown inside Data
333 Franklin St | Watertown | 13601 | No | Copper | Unknown |  |  | 0.75 | [8 empty] | Discontinued at corp 7/18/2012
334 Franklin St | Watertown | 13601 | No | Copper | Unknown | Records | 1959-10-21 | 0.75 | Copper | Records | No | Multi Family | Unknown | 1959-10-21 | 0.75 | Non-Lead
342-344 Franklin St | Watertown | 13601 | No | Copper | Unknown | Records | 1977-04-01 | 0.75 | Copper | Records | No | Multi Family | Unknown | 1988-07-06 | 0.75 | Non-Lead
352 Franklin St | Watertown | 13601 | No | Copper | Unknown | Records | 1990-04-10 | 1 | Copper | Records | No | Multi Family | Unknown | 1990-04-10 | 1 | Non-Lead
357-359 Franklin St | Watertown | 13601 | No | Copper | Unknown | Records | 1982-01-19 | 1 | Copper | Records | No | Multi Family | Unknown | 1982-01-19 | 1 | Non-Lead
358 Franklin St | Watertown | 13601 | Unknown | Unknown | Unknown | Records | 1900-04-27 | 1 | Unknown | Records | No | Single Family | Unknown | 1900-04-27 | 1 | Unknown | Unknown Data Inside and Out
365 Franklin St | Watertown | 13601 | No | Copper | Unknown | Records | 1999-06-08 | 0.75 | Copper | Records | No | Multi Family | Unknown | 1999-06-08 | 0.75 | Non-Lead
368 Franklin St | Watertown | 13601 | No | Copper | Unknown | Records | 1984-09-11 | 0.75 |  |  | No | Multi Family | Unknown |  | 0.75 |  | Unknown inside Data
371 Franklin St | Watertown | 13601 | No | Copper | Unknown | Records | 1992-07-21 | 1 | Copper | Records | No | Multi Family | Unknown | 1992-07-21 | 1 | Non-Lead
377 Franklin St | Watertown | 13601 | No | Copper | Unknown | Records | 1925-10-07 | 1 | Copper | Records | No | Multi Family | Unknown | 1925-10-07 | 0.75 | Non-Lead
400 Franklin St | Watertown | 13601 | No | Copper | Unknown | Records | 1934-05-11 | 0.75 | Copper | Records | No | Single Family | Unknown | 1934-05-11 | 0.75 | Non-Lead | Fed off of Academy St
406 Franklin St | Watertown | 13601 | No | Copper | Unknown | Records | 1930-10-09 | 0.75 | Copper | Records | No | Single Family | Unknown | 1930-10-09 | 0.75 | Non-Lead
409 Franklin St | Watertown | 13601 | No | Copper | Unknown | Records | 1930-10-07 | 1 | Copper | Records | No | Multi Family | Unknown | 1930-10-07 | 1 | Non-Lead
410 Franklin St | Watertown | 13601 | No | Copper | Unknown | Records | 1929-05-31 | 0.75 | Copper | Records | No | Multi Family | Unknown | 1929-05-31 | 0.75 | Non-Lead
414 Franklin St | Watertown | 13601 | No | Copper | Unknown | Records | 1932-10-14 | 1 | Copper | Records | No | Multi Family | Unknown | 1932-10-14 | 1 | Non-Lead | Fed off of Keyes Ave
415-417 Franklin St | Watertown | 13601 | No | Copper | Unknown | Records | 1938-03-17 | 0.75 | Galvanized | Records | No | Multi Family | Unknown | 1906-11-06 | 1 | GSLRR | Unknown inside Data Galvinized with repair inside
501-503 Franklin St | Watertown | 13601 | No | Copper | Unknown | Records | 1938-08-31 | 0.75 | Copper | Records | No | Multi Family | Unknown | 2003-12-10 | 0.75 | Non-Lead
502-504 Franklin St | Watertown | 13601 | No | Copper | No | Records | 1949-10-11 | 1 | Copper | Records | No | Other | Unknown | 1949-10-11 | 1 | Non-Lead
505-507 Franklin St | Watertown | 13601 | No | Copper | Unknown | Records | 1938-03-17 | 0.75 |  |  | No | Multi Family | Unknown |  | 0.75 |  | Unknown inside Data
511-513 Franklin St | Watertown | 13601 | No | Copper | Unknown | Records | 1938-08-31 | 0.75 |  |  | No | Multi Family | Unknown | 1922-10-17 | 0.75 |  | Unknown inside Data
516 Franklin St | Watertown | 13601 | No | Copper | Unknown | Records | 1952-08-25 | 0.75 | Copper | Records | No | Single Family | Unknown | 1952-08-25 | 0.75 | Non-Lead
517 Franklin St | Watertown | 13601 | No | Copper | Unknown | Records | 1938-03-17 | 0.75 |  |  | No | Single Family | Unknown |  | 0.75 |  | Unknown Inside Data
519 Franklin St | Watertown | 13601 | No | Copper | Unknown | Records | 1933-11-16 | 0.75 |  |  | No | Multi Family | Unknown |  | 0.75 |  | Unknown Inside Data
521 Franklin St | Watertown | 13601 | No | Copper | Unknown | Records | 1938-03-17 | 0.75 | Copper | Records | No |  |  | 1973-04-26 | 0.75 | Non-Lead | Demolished 3/4" copper Hot Main to C/S pipe cut and peened
522 Franklin St | Watertown | 13601 | No | Copper | Unknown | Records | 1938-03-17 | 1 | Known Other | Records | No | Other | Unknown | 1901-04-29 | 1 | Non-Lead | 1" Brass service with 2' copper repair
525 Franklin St | Watertown | 13601 | No | Copper | Unknown | Records | 1938-08-31 | 0.75 |  |  | No | Single Family | Unknown |  | 0.75 |  | Unknown inside Data
526-528 Franklin St | Watertown | 13601 | No | Copper | Unknown | Records | 1938-08-31 | 0.75 | Copper | Records | No | Multi Family | Unknown | 1995-03-28 | 0.75 | Non-Lead | 3/4" copper from 528 to 526 installed by Derowins plumbing 3/28/1995
530-532 Franklin St | Watertown | 13601 | No | Unknown | Unknown | Records | 1938-08-31 | 0.75 |  |  | No | Multi Family | Unknown |  |  |  | Unknown Data inside and out
531 Franklin St | Watertown | 13601 | No | Copper | Yes | Records | 2018-08-06 | 0.75 | Copper | Records | No | Single Family | Unknown | 2018-08-23 | 0.75 | Non-Lead | LRP
534 Franklin St | Watertown | 13601 | No | Copper | Unknown | Records | 1938-08-31 | 0.75 |  |  | No | Multi Family | Unknown |  | 0.75 |  | Unknown Inside Data
538 Franklin St | Watertown | 13601 | No | Copper | Unknown | Records | 1942-07-07 | 1 | Copper | Records | No | Multi Family | Unknown | 1969-05-29 | 1 | Non-Lead | Fed off of Winslow St
602 Franklin St | Watertown | 13601 | No | Copper | Unknown | Records | 1938-09-06 | 0.75 | Copper | Records | No | Multi Family | Unknown | 1956-10-11 | 0.75 | Non-Lead
607 Franklin St | Watertown | 13601 | No | Copper | Unknown | Records | 1933-11-17 | 0.75 | Copper | Records | No | Single Family | Unknown | 1933-11-17 | 0.75 | Non-Lead
608 Franklin St | Watertown | 13601 | No | Copper | Unknown | Records | 1938-03-17 | 0.75 |  |  | No | Single Family | Unknown |  | 0.75 |  | Unknown inside Data
610 Franklin St | Watertown | 13601 | No | Copper | Unknown | Records | 1938-03-17 | 0.75 | Copper | Records | No | Single Family | Unknown | 1945-09-11 | 0.75 | Non-Lead
611-613 Franklin St | Watertown | 13601 | No | Copper | Unknown | Records | 1938-03-17 | 0.75 | Copper | Records | No | Multi Family | Unknown | 1950-08-04 | 0.75 | Non-Lead
614 Franklin St | Watertown | 13601 | No | Copper | Unknown | Records | 1938-03-17 | 0.75 |  |  | No | Single Family | Unknown |  | 0.75 |  | Unknown inside Data
616-618 Franklin St | Watertown | 13601 | No | Copper | Unknown | Records | 1930-10-01 | 1 | Copper | Records | No | Multi Family | Unknown | 1930-10-01 | 1 | Non-Lead
617 Franklin St | Watertown | 13601 | No | Copper | Unknown | Records | 1938-09-08 | 0.75 | Copper | Field Insp | No | Single Family | Unknown |  | 0.75 | Non-Lead | Unknown inside install date
623 Franklin St | Watertown | 13601 | No | Copper | Unknown | Records | 1938-09-08 | 0.75 | Copper | Records | No | Single Family | Unknown | 1993-11-03 | 0.75 | Non-Lead
624 Franklin St | Watertown | 13601 | No | Copper | Unknown | Records | 2018-06-01 | 1 |  |  | No | Multi Family | Unknown
627 Franklin St | Watertown | 13601 | No | Copper | Unknown | Records | 1938-09-09 | 0.75 |  |  | No | Multi Family | Unknown |  | 0.75 |  | Unknown inside Data
702 Franklin St | Watertown | 13601 | No | Copper | Unknown | Records | 1938-03-17 | 0.75 | Copper | Records | No | Multi Family | Unknown | 1991-04-24 | 0.75 | Non-Lead
703 Franklin St | Watertown | 13601 | No | Copper | Unknown | Records | 1938-03-17 | 0.75 |  |  | No | Single Family | Unknown |  | 0.75 |  | Unknown inside Data
707-709 Franklin St | Watertown | 13601 | No | Copper | Unknown | Records | 1935-06-11 | 0.75 | Copper | Records | No | Multi Family | Unknown | 1935-05-29 | 0.75 | Non-Lead
708-710 Franklin St | Watertown | 13601 | No | Copper | Unknown | Records | 1938-09-13 | 0.75 |  |  | No | Multi Family | Unknown |  | 0.75 |  | Unknown inside Data
713 Franklin St | Watertown | 13601 | No | Copper | Unknown | Records | 1938-09-14 | 0.75 | Copper | Records | No | Multi Family | Unknown | 1948-12-01 | 0.75 | Non-Lead
715 Franklin St | Watertown | 13601 | No | Copper | Unknown | Records | 1936-09-14 | 0.75 | [8 empty] | Demolished 3/4" copper Hot Main to C/S
716 Franklin St | Watertown | 13601 | No | Copper | Unknown | Records | 1931-08-10 | 0.75 | Copper | Records | No | Multi Family | Unknown | 1931-08-10 | 0.75 | Non-Lead
719 Franklin St | Watertown | 13601 | No | Copper | Unknown | Records | 1938-09-19 | 0.75 |  |  | No | Single Family | Unknown |  | 0.75 |  | Unknown inside Data
720-722 Franklin St | Watertown | 13601 | No | Copper | Unknown | Records | 1925-09-02 | 0.75 |  |  | No | Multi Family | Unknown |  | 0.75 |  | Unknown inside Data
723 Franklin St | Watertown | 13601 | No | Copper | Unknown | Records | 1938-09-20 | 1 | Copper | Records | No | Multi Family | Unknown | 1948-12-01 | 0.75 | Non-Lead
724-726 Franklin St | Watertown | 13601 | No | Copper | Unknown | Records | 1938-09-22 | 0.75 | Copper | Records | No | Multi Family | Unknown | 1940-11-15 | 0.75 | Non-Lead
802 Franklin St | Watertown | 13601 | No | Copper | Unknown | Records | 1938-09-23 | 0.75 | Copper | Records | No | Multi Family | Unknown |  | 0.75 | Non-Lead | Unknown inside Data
803 Franklin St | Watertown | 13601 | No | Copper | Unknown | Records | 1934-06-14 | 0.75 | Copper | Records | No | Single Family | Unknown | 1934-06-01 | 0.75 | Non-Lead
807 Franklin St | Watertown | 13601 | No | Copper | Unknown | Records | 1938-03-17 | 0.75 |  |  | No | Multi Family | Unknown |  | 0.75 |  | Unknown Inside Data
808 Franklin St | Watertown | 13601 | No | Copper | Unknown | Records | 1938-09-23 | 0.75 | Copper | Records | No | Multi Family | Unknown | 1945-12-13 | 0.75 | Non-Lead
812 Franklin St | Watertown | 13601 | No | Copper | Unknown | Records | 1938-09-26 | 0.75 |  |  | No | Single Family | Unknown |  | 0.75 |  | Unknown inside Data
813 Franklin St | Watertown | 13601 | No | Copper | Unknown | Records | 1938-09-26 | 0.75 |  |  | No | Multi Family | Unknown |  | 0.75 |  | Unknown inside Data
814-816 Franklin St | Watertown | 13601 | No | Copper | Unknown | Records | 1937-12-31 | 0.75 | Copper | Records | No | Multi Family | Unknown | 1971-07-26 | 0.75 | Non-Lead | Fed off of Brainard St
817 Franklin St | Watertown | 13601 | No | Copper | Unknown | Records | 1938-09-27 | 0.75 |  |  | No | Single Family | Unknown |  | 0.75 |  | Unknown Inside Data
900-902 Franklin St | Watertown | 13601 | No | Copper | Unknown | Records | 1985-08-01 | 0.75 | Copper | Records | No | Multi Family | Unknown | 1937-12-31 | 0.75 | Non-Lead | Fed off of Brainard St
903 Franklin St | Watertown | 13601 | No | Copper | Unknown | Records | 1985-06-01 | 0.75 | Copper | Records | No | Multi Family | Unknown | 1953-08-01 | 0.75 | Non-Lead | fed from Arlington St #385
906 Franklin St | Watertown | 13601 | No | Copper | Unknown | Records | 1935-03-27 | 0.75 | Copper | Records | No | Single Family | Unknown | 1991-05-03 | 0.75 | Non-Lead
909 Franklin St | Watertown | 13601 | No | Copper | Unknown | Records | 1963-07-26 | 0.75 | Copper | Records | No | Single Family | Unknown | 1963-07-26 | 0.75 | Non-Lead
910 Franklin St | Watertown | 13601 | No | Copper | Unknown | Records | 1938-09-27 | 0.75 | Copper | Field Insp | No | Single Family | Unknown |  | 0.75 | Non-Lead | Unknown inside install date 3/4" copper inside
912-914 Franklin St | Watertown | 13601 | No | Copper | Unknown | Records | 1937-10-05 | 1 | Copper | Records | No | Multi Family | Unknown | 1937-10-05 | 1 | Non-Lead
913 Franklin St | Watertown | 13601 | No | Copper | Unknown | Records | 1925-10-09 | 0.75 |  |  | No | Single Family | Unknown |  | 0.75 |  | Unknown Inside Data
917 Franklin St | Watertown | 13601 | No | Copper | Unknown | Records | 1925-09-08 | 1 | Copper | Records | No | Single Family | Unknown | 1925-09-08 | 1 | Non-Lead
918-920 Franklin St | Watertown | 13601 | No | Copper | Unknown | Records | 1928-10-26 | 1 | Copper | Records | No | Multi Family | Unknown | 1964-07-08 | 1 | Non-Lead
921-923 Franklin St | Watertown | 13601 | No | Copper | Unknown | Records | 1925-10-28 | 0.75 | Copper | Records | No | Multi Family | Unknown | 1933-10-01 | 0.75 | Non-Lead
928 Franklin St | Watertown | 13601 | No | Copper | Unknown | Records | 1933-09-14 | 0.75 | Copper | Records | No | Single Family | Unknown | 1933-09-14 | 0.75 | Non-Lead
929-931 Franklin St | Watertown | 13601 | No | Copper | Unknown | Records | 1925-09-03 | 1 | Copper | Records | No | Multi Family | Unknown | 2018-10-30 | 1 | Non-Lead
932-934 Franklin St | Watertown | 13601 | No | Copper | Unknown | Records | 1926-05-17 | 1 |  |  | No | Multi Family | Unknown |  | 1 |  | Unknown Inside Data
933 Franklin St | Watertown | 13601 | No | Copper | Yes | Records | 1925-11-04 | 1 | Copper | Records | No | Single Family | Unknown | 1923-12-11 | 1 | Non-Lead | LRP found to be copper
936 Franklin St | Watertown | 13601 | No | Copper | Unknown | Records | 1938-09-28 | 0.75 |  |  | No | Single Family | Unknown |  | 0.75 |  | Unknown inside Data
937 Franklin St | Watertown | 13601 | No | Copper | Unknown | Records | 1925-11-05 | 0.75 | Copper | Records | No | Single Family | Unknown | 1980-03-01 | 0.75 | Non-Lead
938-940 Franklin St | Watertown | 13601 | No | Copper | Unknown | Records | 1952-08-26 | 0.75 | Copper | Records | No | Multi Family | Unknown | 1952-08-26 | 0.75 | Non-Lead
939 Franklin St | Watertown | 13601 | No | Copper | Unknown | Records | 1938-09-29 | 0.75 | Copper | Records | No | Single Family | Unknown | 1989-01-23 | 0.75 | Non-Lead
941 Franklin St | Watertown | 13601 | No | Copper | Unknown | Records | 1931-01-10 | 0.75 | Copper | Records | No | Single Family | Unknown | 1931-01-10 | 0.75 | Non-Lead
942 Franklin St | Watertown | 13601 | No | Copper | Unknown | Records | 1934-06-08 | 0.75 | Copper | Records | No | Single Family | Unknown | 1934-06-05 | 0.75 | Non-Lead
946 Franklin St | Watertown | 13601 | No | Copper | Unknown | Records | 1934-04-13 | 0.75 | Copper | Records | No | Single Family | Unknown | 1934-06-18 | 0.75 | Non-Lead
947 Franklin St | Watertown | 13601 | No | Copper | Unknown | Records | 1952-09-30 | 0.75 | Copper | Records | No | Single Family | Unknown | 1959-04-16 | 0.75 | Non-Lead
513 Frontenac St | Watertown | 13601 | No | Copper | Unknown | Records | 1934-03-28 | 0.75 | Copper | Records | No | Single Family | Unknown | 1934-05-09 | 0.75 | Non-Lead
514 Frontenac St | Watertown | 13601 | No | Copper | No | Records | 1934-07-03 | 0.75 |  |  | No | Single Family | Unknown |  | 0.75 |  | Unknown inside Data
515 Frontenac St | Watertown | 13601 | No | Copper | Unknown | Records | 1934-03-17 | 0.75 | Copper | Records | No | Single Family | Unknown | 2020-03-04 | 0.75 | Non-Lead
517-519 Frontenac St | Watertown | 13601 | No | Copper | Unknown | Records | 1934-06-26 | 0.75 |  |  | No | Multi Family | Unknown |  | 0.75 |  | Unknown inside Data
522 Frontenac St | Watertown | 13601 | No | Unknown | Unknown | Records | 1934-03-13 | 0.75 |  |  | No | Single Family | Unknown |  |  |  | Unknown inside and city side Data
523 Frontenac St | Watertown | 13601 | No | Copper | Unknown | Records | 1928-05-04 | 0.75 | Copper | Records | No | Single Family | Unknown | 1928-05-04 | 0.75 | Non-Lead | Tap to new main 3/17/1934
524 Frontenac St | Watertown | 13601 | No | Copper | Unknown | Records | 1934-07-03 | 0.75 | Copper | Records | No | Single Family | Unknown | 1938-04-22 | 0.75 | Non-Lead
529 Frontenac St | Watertown | 13601 | No | Copper | Unknown | Records | 1928-05-07 | 0.75 | Copper | Records | No | Single Family | Unknown | 1928-05-07 | 0.75 | Non-Lead
532 Frontenac St | Watertown | 13601 | No |  | Unknown |  |  | 0.75 |  |  |  | Multi Family | Unknown |  |  |  | Unknown Data inside and city side
606 Frontenac St | Watertown | 13601 | Unknown | Unknown | Unknown | Records | 1907-06-22 | 0.75 |  |  |  | Single Family | Unknown |  |  |  | Unknown Data inside and city side
609 Frontenac St | Watertown | 13601 | No | Copper | Unknown | Records | 1958-06-05 | 0.75 | Copper | Records | No | Single Family | Unknown | 1958-06-05 | 0.75 | Non-Lead
610 Frontenac St | Watertown | 13601 | No | Copper | Yes | Records | 2020-07-14 | 0.75 | Copper | Records | No | Single Family | Unknown | 2020-07-14 | 0.75 | Non-Lead | LRP
613 Frontenac St | Watertown | 13601 | No | Copper | Unknown | Records | 1942-06-04 | 0.75 | Copper | Records | No | Single Family | Unknown | 1998-10-21 | 0.75 | Non-Lead
616 Frontenac St | Watertown | 13601 | No | Copper | Unknown | Records | 1937-08-10 | 0.75 | Copper | Records | No | Single Family | Unknown | 1963-04-28 | 0.75 | Non-Lead
620 Frontenac St | Watertown | 13601 | No | Copper | Unknown | Records | 1982-03-04 | 0.75 | Copper | Records | No | Single Family | Unknown | 1982-03-04 | 0.75 | Non-Lead
621 Frontenac St | Watertown | 13601 | No | Copper | Unknown | Records | 1939-07-11 | 0.75 |  |  | No | Single Family | Unknown |  | 0.75 |  | Unknown inside Data
625 Frontenac St | Watertown | 13601 | No | Copper | Unknown | Records | 1985-05-21 | 0.75 | Copper | Records | No | Single Family | Unknown | 1985-09-19 | 0.75 | Non-Lead
629 Frontenac St | Watertown | 13601 | No | Copper | Unknown | Records | 1932-09-08 | 0.75 | Copper | Records | No | Single Family | Unknown | 1932-09-08 | 0.75 | Non-Lead
350 Gaffney Dr | Watertown | 13601 | No | Copper | No | Records | 1992-06-01 | 1 | Copper | Records | No | Business | Unknown | 1992-06-01 | 1 | Non-Lead
380 Gaffney Dr | Watertown | 13601 | No | Known Other | No | Records | 1999-03-30 | 4 | Copper | Records | No | Business | Unknown | 2016-02-25 | 1.5 | Non-Lead | 4" D.I.P
405 Fire Service Ontario Village Gaffney Dr | Watertown | 13601 | No | Known Other | No | Records | 1985-09-20 | 8 | Known Other | Records | No | Multi Family | None | 1985-09-20 | 8 | Non-Lead
420 Gaffney Dr | Watertown | 13601 | No | Copper | No | Records | 1999-03-30 | 4 | Copper | Records | No | Other | Unknown | 1999-04-01 | 2 | Non-Lead
440 Gaffney Dr | Watertown | 13601 | No | Copper | Unknown | Records | 1999-03-31 | 1 |  |  | No | Single Family | Unknown |  |  |  | Unknown inside Data
443-449-451-453 Gaffney Dr | Watertown | 13601 | No | Known Other | No | Records | 1986-01-06 | 8 |  |  | No | Other |  |  |  |  | Unknown inside Data Contractor installed
448 Gaffney Dr | Watertown | 13601 | No | Copper | Unknown | Records | 1999-03-31 | 1 | Copper | Records | No | Single Family | Unknown | 1999-03-31 | 0.75 | Non-Lead
450 Gaffney Dr | Watertown | 13601 | No | Copper | No | Records | 1988-06-01 | 1 | Copper | Records | No | Business | Unknown | 2009-06-02 | 1 | Non-Lead | Fed off of Glenn Ave
457 Gaffney Dr | Watertown | 13601 | No | Copper | No | Records | 1998-06-01 | 1 | Copper | Records | No | Business | Unknown | 1958-10-01 | 0.75 | Non-Lead
Ontario Village Bldgs 385-395-405-415-425-435 Gaffney Dr | Watertown | 13601 | No | Known Other | No | Records | 1993-06-17 | 8 | Copper | Records | No | Multi Family | None | 1993-06-17 | 1.5 | Non-Lead
109 Gale St | Watertown | 13601 | No | Copper | Unknown | Records | 2011-12-19 | 0.75 | Galvanized | Records | No | Single Family | Unknown |  | 0.75 | GSLRR | Unknown inside Data
110 Gale St | Watertown | 13601 | No | Copper | Unknown | Records | 2015-09-21 | 0.75 | Copper | Records | No | Single Family | Unknown | 2015-09-21 | 0.75 | Non-Lead
113 Gale St | Watertown | 13601 | No | Copper | Unknown | Records | 1945-07-12 | 0.75 |  |  | No | Single Family | Unknown |  | 0.75 |  | Unknown inside Data
114 Gale St | Watertown | 13601 | No | Copper | Unknown | Records | 1952-02-19 | 0.75 | Copper | Records | No | Single Family | Unknown | 1952-04-30 | 0.75 | Non-Lead
117 Gale St | Watertown | 13601 | No | Copper | Unknown | Records | 1996-11-26 | 0.75 | Galvanized | Records | No | Single Family | Unknown |  | 0.75 | GSLRR | Unknown inside Data
118 Gale St | Watertown | 13601 | No | Copper | Unknown | Records | 1934-05-12 | 0.75 | Galvanized | Records | No | Single Family | Unknown | 1902-10-20 | 0.75 | GSLRR | Galvanized inside C/S
122 Gale St | Watertown | 13601 | No | Copper | Unknown | Records | 2022-02-02 | 0.75 | Copper | Records | No | Single Family | Unknown | 1967-12-09 | 0.75 | Non-Lead
123 Gale St | Watertown | 13601 | No | Copper | Unknown | Records | 1935-07-22 | 0.75 | Copper | Records | No | Single Family | Unknown | 1956-06-06 | 0.75 | Non-Lead | Fed from 678 Cooper St
211 Gale St | Watertown | 13601 | No | Copper | Unknown | Records | 1951-06-25 | 0.75 | Copper | Records | No | Single Family | Unknown | 1951-06-25 | 0.75 | Non-Lead
214 Gale St | Watertown | 13601 | No | Copper | Unknown | Records | 1935-09-03 | 0.75 | Copper | Records | No | Single Family | Unknown | 1935-09-03 | 0.75 | Non-Lead
215 Gale St | Watertown | 13601 | No | Copper | Unknown | Records | 1968-06-19 | 0.75 | Copper | Records | No | Single Family | Unknown | 1968-06-19 | 0.75 | Non-Lead
218 Gale St | Watertown | 13601 | No | Copper | Unknown | Records | 1957-01-03 | 0.75 | Copper | Records | No | Single Family | Unknown | 1957-01-03 | 0.75 | Non-Lead
219 Gale St | Watertown | 13601 | No | Copper | Unknown | Records | 1946-07-10 | 0.75 | Copper | Records | No | Single Family | Unknown | 1946-07-10 | 0.75 | Non-Lead
222 Gale St | Watertown | 13601 | No | Copper | Unknown | Records | 1973-02-21 | 0.75 | Copper | Records | No | Single Family | Unknown | 1973-02-21 | 0.75 | Non-Lead
223 Gale St | Watertown | 13601 | No | Copper | Unknown | Records | 1929-02-18 | 0.75 | Copper | Records | No | Single Family | Unknown | 1929-02-18 | 0.75 | Non-Lead
228 Gale St | Watertown | 13601 | No | Copper | Unknown | Records | 1926-06-25 | 0.75 | Copper | Records | No | Single Family | Unknown | 1959-05-11 | 0.75 | Non-Lead
302 Gale St | Watertown | 13601 | No | Copper | Unknown | Records | 1930-05-15 | 0.75 | Copper | Records | No | Single Family | Unknown | 1941-08-29 | 0.75 | Non-Lead
306 Gale St | Watertown | 13601 | No | Copper | Unknown | Records | 1934-10-18 | 0.75 | Copper | Records | No | Multi Family | Unknown | 1934-10-18 | 0.75 | Non-Lead
308 Gale St | Watertown | 13601 | No | Copper | Unknown | Records | 1928-05-22 | 0.75 | Copper | Records | No | Single Family | Unknown | 1928-05-22 | 0.75 | Non-Lead
312-314-316 Gale St | Watertown | 13601 | No | Copper | Unknown | Records | 1948-12-16 | 0.75 | Copper | Records | No | Multi Family | Unknown | 1948-12-16 | 0.75 | Non-Lead
318 Gale St | Watertown | 13601 | No | Copper | Unknown | Records | 1946-04-24 | 0.75 | Copper | Records | No | Single Family | Unknown | 1946-04-24 | 0.75 | Non-Lead
324 Gale St | Watertown | 13601 | No | Copper | Unknown | Records | 1939-04-26 | 0.75 |  |  | No | Single Family | Unknown |  |  |  | Unknown inside Data
330 Gale St | Watertown | 13601 | No | Copper | Unknown | Records | 1937-10-04 | 0.75 | Copper | Records | No | Single Family | Unknown | 1998-05-17 | 0.75 | Non-Lead
334 Gale St | Watertown | 13601 | No | Copper | Unknown | Records | 1934-05-10 | 0.75 | Copper | Records | No | Single Family | Unknown | 1955-09-13 | 0.75 | Non-Lead
336 Gale St | Watertown | 13601 | No | Copper | Unknown | Records | 1934-08-22 | 0.75 | [8 empty] | Demolished Unknown termination point
708 Gilbert St | Watertown | 13601 | No | Copper | Unknown | Records | 1996-11-01 | 0.75 | Copper | Records | No | Multi Family | Unknown | 1996-11-04 | 0.75 | Non-Lead
713 Gilbert St | Watertown | 13601 | No | Copper | Unknown | Records | 1966-07-27 | 0.75 | Copper | Records | No | Single Family | Unknown | 1966-07-27 | 0.75 | Non-Lead
716 Gilbert St | Watertown | 13601 | No | Copper | Unknown | Records | 1954-03-09 | 0.75 | Copper | Records | No | Single Family | Unknown | 1954-03-09 | 0.75 | Non-Lead
720 Gilbert St | Watertown | 13601 | No | Copper | Unknown | Records | 1947-07-31 | 0.75 | Copper | Records | No | Single Family | Unknown | 1947-07-29 | 0.75 | Non-Lead
724 Gilbert St | Watertown | 13601 | No | Copper | Unknown | Records | 2005-11-08 | 0.75 | Copper | Records | No | Single Family | Unknown | 2005-11-07 | 0.75 | Non-Lead
725 Gilbert St | Watertown | 13601 | No | Copper | Unknown | Records | 1982-11-15 | 0.75 | Copper | Records | No | Single Family | Unknown | 1982-11-15 | 0.75 | Non-Lead
#1 Vacant Lot East of 1217 Gill St | Watertown | 13601 | No | Copper | No | Records | 1988-12-16 | 1 | [8 empty] | Stubbed for future use
#1 Vacant Lot East of 1415 Gill St | Watertown | 13601 | No | Copper | No | Records | 1988-12-21 | 1 | [8 empty] | Stubbed for future use
#2 Vacant Lot East Of 1217 Gill St | Watertown | 13601 | No | Copper | No | Records | 1988-12-20 | 1 | [8 empty] | Stubbed for future use
#2 Vacant Lot East of 1415 Gill St | Watertown | 13601 | No | Copper | No | Records | 1988-12-21 | 1 | [8 empty] | Stubbed for future use
1010 Gill St | Watertown | 13601 | No | Copper | Unknown | Records | 2004-03-23 | 0.75 | Copper | Records | No | Single Family | Unknown | 2004-03-23 | 0.75 | Non-Lead
1016 Gill St | Watertown | 13601 | No | Copper | Unknown | Records | 1967-05-22 | 0.75 | Copper | Records | No | Single Family | Unknown | 1967-05-22 | 0.75 | Non-Lead
1017 Gill St | Watertown | 13601 | No | Copper | Unknown | Records | 1988-10-19 | 1 |  |  | No | Multi Family | Unknown |  |  |  | Unknown inside Data
1022-1024 Gill St | Watertown | 13601 | No | Copper | Unknown | Records | 1940-06-01 | 0.75 | Copper | Records | No | Single Family | Unknown | 1940-06-01 | 0.75 | Non-Lead
1025 Gill St | Watertown | 13601 | Unknown |  | Unknown |  |  | 0.75 |  |  |  | Single Family | Unknown |  |  |  | Unknown Data inside and out
1026 Gill St | Watertown | 13601 | No | Copper | Unknown | Records | 2002-10-03 | 1 | Copper | Records | No | Single Family | Unknown | 1961-03-13 | 0.75 | Non-Lead | Fed off of N Pleasant St
1029 Gill St | Watertown | 13601 | No | Copper | Unknown | Records | 1966-10-18 | 0.75 | Copper | Records | No | Single Family | Unknown | 1966-10-18 | 0.75 | Non-Lead
1033 Gill St | Watertown | 13601 | No | Copper | Unknown | Records | 1967-08-08 | 0.75 | Copper | Records | No | Single Family | Unknown | 1967-08-08 | 0.75 | Non-Lead | Fed off of N Pleasant St
1103 Gill St | Watertown | 13601 | No | Copper | Unknown | Records | 1961-07-11 | 0.75 | [8 empty] | Demolished 3/4 copper Hot Main to C/S
1107 Gill St | Watertown | 13601 | No | Copper | Unknown | Records | 2005-10-20 | 0.75 | Copper | Records | No | Multi Family | Unknown | 2005-04-02 | 0.75 | Non-Lead
1108 Gill St | Watertown | 13601 | No | Copper | Unknown | Records | 1941-08-11 | 0.75 | Copper | Records | No | Single Family | Unknown | 2008-09-18 | 0.75 | Non-Lead
1112 Gill St | Watertown | 13601 | No | Copper | Yes | Records | 2019-08-22 | 0.75 | Copper | Records | No | Single Family | Unknown | 2019-08-23 | 0.75 | Non-Lead | LRP
1115 Gill St | Watertown | 13601 | No | Copper | Unknown | Records | 1954-11-29 | 0.75 | Copper | Records | No | Multi Family | Unknown | 1954-11-29 | 0.75 | Non-Lead
1117-1119 Gill St | Watertown | 13601 | No | Copper | Unknown | Records | 1981-08-06 | 0.75 | Copper | Records | No | Multi Family | Unknown | 1997-06-09 | 1 | Non-Lead
1118 Gill St | Watertown | 13601 | No | Copper | Unknown | Records | 1934-10-04 | 0.75 | Galvanized | Records | No | Single Family | Unknown | 1934-09-21 | 0.75 | GSLRR | Owner installed Galvanized inside in 1934
1120 Gill St | Watertown | 13601 | No | Copper | Yes | Records | 2019-10-08 | 0.75 | Copper | Records | No | Single Family | Unknown | 2019-10-09 | 0.75 | Non-Lead | LRP
1121-1123 Gill St | Watertown | 13601 | No | Copper | Unknown | Records | 1981-08-10 | 0.75 | Copper | Records | No | Multi Family | Unknown | 1995-05-24 | 0.75 | Non-Lead
1126 Gill St | Watertown | 13601 | No | Copper | Yes | Records | 2019-06-04 | 0.75 |  |  | No | Multi Family | Unknown |  |  |  | Unknown inside data LRP city side
1127 Gill St | Watertown | 13601 | Unknown | Unknown | Unknown | Records |  | 0.75 | Copper | Records | Unknown | Single Family | Unknown | 1937-11-29 | 0.75 | Unknown | Unknown city side Data, some 3/4 copper street line to C/S
1129 Gill St | Watertown | 13601 | No | Copper | Unknown | Records | 1962-02-26 | 0.75 | Copper | Records | No | Single Family | Unknown | 1962-02-26 | 0.75 | Non-Lead
1130 Gill St | Watertown | 13601 | No | Copper | Unknown | Records | 1997-09-12 | 1 | Copper | Records | No | Single Family | Unknown | 1997-09-12 | 1 | Non-Lead
1138 Gill St | Watertown | 13601 | No | Copper | Unknown | Records | 1927-05-26 | 0.75 | Copper | Records | No | Single Family | Unknown | 1959-10-30 | 0.75 | Non-Lead
1144 Gill St | Watertown | 13601 | No | Copper | No | Records | 1996-10-31 | 1 | Copper | Records | No | Single Family | Unknown | 1996-10-31 | 1 | Non-Lead | C/S to building done by Plumber
1156 Gill St | Watertown | 13601 | No | Copper | Unknown | Records | 1957-07-01 | 0.75 | Copper | Records | No | Single Family | Unknown | 1957-07-01 | 0.75 | Non-Lead
1158-1160 Gill St | Watertown | 13601 | Unknown | Unknown | Unknown | Records | 1922-04-06 | 1 | Unknown | Records | Unknown | Multi Family | Unknown | 1922-04-06 | 1 | Unknown | Unknown Data Inside and City side
1167 Gill St | Watertown | 13601 | No | Copper | No |  | 1990-06-01 |  |  |  | No | Single Family | Unknown | 1990-06-01 |  |  | Unknown Data Size and material
1205 Gill St | Watertown | 13601 | No | Copper | Unknown | Records | 1988-12-16 | 1 | Copper | Records | No | Single Family | Unknown | 1948-12-13 | 0.75 | Non-Lead
1206 Gill St | Watertown | 13601 | No | Copper | Unknown | Records | 1988-12-16 | 1 | Copper | Records | No | Single Family | Unknown | 1954-08-19 | 0.75 | Non-Lead
1208 Gill St | Watertown | 13601 | No | Copper | Unknown | Records | 1988-12-16 | 1 | Copper | Records | No | Single Family | Unknown | 1956-11-16 | 0.75 | Non-Lead
1209 Gill St | Watertown | 13601 | No | Copper | Unknown | Records | 1988-12-16 | 1 | Copper | Records | No | Single Family | Unknown | 1969-03-13 | 0.75 | Non-Lead
1217 Gill St | Watertown | 13601 | No | Copper | Unknown | Records | 1988-12-16 | 1 | Copper | Records | No | Single Family | Unknown | 1988-12-16 | 1 | Non-Lead
1218 Gill St | Watertown | 13601 | No | Copper | Unknown | Records | 1988-12-20 | 1 |  |  | No | Single Family | Unknown |  | 0.75 |  | Unknown inside Data
1310 Gill St | Watertown | 13601 | No | Copper | Unknown | Records | 1988-12-20 | 1 | Copper | Records | No | Single Family | Unknown | 1957-10-08 | 0.75 | Non-Lead
1312 Gill St | Watertown | 13601 | No | Copper | Unknown | Records | 1988-12-21 | 1 | Galvanized | Records | No | Single Family | Unknown | 1943-09-30 | 0.75 | GSLRR | Galvanized WI pipe Inside
1316 Gill St | Watertown | 13601 | No | Copper | Unknown | Records | 1988-12-21 | 1 | Copper | Records | No | Single Family | Unknown | 1936-07-15 | 0.75 | Non-Lead
1400 Gill St | Watertown | 13601 | No | Copper | Unknown | Records | 1988-12-21 | 1 |  |  | No | Single Family | Unknown |  | 0.75 |  | Unknown inside Data
1406 Gill St | Watertown | 13601 | No | Copper | Unknown | Records | 1988-12-21 | 1 | Copper | Records | No | Single Family | Unknown | 1927-04-25 | 0.75 | Non-Lead
1410 Gill St | Watertown | 13601 | No | Copper | Unknown | Records | 1988-12-21 | 1 | Copper | Records | No | Single Family | Unknown | 1951-07-05 | 0.75 | Non-Lead
1415 Gill St | Watertown | 13601 | No | Copper | No | Records | 1988-12-21 | 1 | Copper | Records | No | Single Family | Unknown | 1955-08-02 | 0.75 | Non-Lead
1422 Gill St | Watertown | 13601 | No | Copper | Unknown | Records | 1988-12-21 | 1 | Copper | Records | No | Single Family | Unknown | 1955-07-26 | 0.75 | Non-Lead
Vacant Lot Between 1209 & 1217 Gill St | Watertown | 13601 | No | Copper | No | Records | 1988-12-16 | 1 | [8 empty] | Stubbed for Future use
Vacant Lot East of 1218 Gill St | Watertown | 13601 | No | Copper | No | Records | 1988-12-20 | 1 | [8 empty] | Stubbed for future use
Vacant Lot East of 1316 Gill St | Watertown | 13601 | No | Copper | No | Records | 1988-12-21 | 1 | [8 empty] | Stubbed for future use
Vacant Lot East of 1400 Gill St | Watertown | 13601 | No | Copper | No | Records | 1988-12-21 | 1 | [8 empty] | Stubbed for future use
Vacant Lot East of 1410 Gill St | Watertown | 13601 | No | Copper | No | Records | 1988-12-21 | 1 | [8 empty] | Stubbed for future use
Vacant Lot West of 1422 Gill St | Watertown | 13601 | No | Copper | No | Records | 1988-12-21 | 1 | [8 empty] | Stubbed for future use
106 Girard Ave | Watertown | 13601 | No | Copper | Unknown | Records | 1986-08-16 | 0.75 | Copper | Records | No | Single Family | Unknown | 1986-08-16 | 0.75 | Non-Lead
110 Girard Ave | Watertown | 13601 | No | Copper | Unknown | Records | 1989-09-21 | 0.75 | Copper | Records | No | Single Family | Unknown | 1971-10-26 | 0.75 | Non-Lead
111 Girard Ave | Watertown | 13601 | No | Copper | Unknown | Records | 1930-06-14 | 0.75 | Copper | Records | No | Single Family | Unknown | 1963-11-04 | 0.75 | Non-Lead
115 Girard Ave | Watertown | 13601 | No | Copper | Unknown | Records | 1930-06-16 | 0.75 | Copper | Records | No | Single Family | Unknown | 1958-06-18 | 0.75 | Non-Lead
116 Girard Ave | Watertown | 13601 | No | Copper | Unknown | Records | 2002-07-16 | 0.75 | Copper | Records | No | Single Family | Unknown | 2002-07-16 | 0.75 | Non-Lead
119 Girard Ave | Watertown | 13601 | No | Copper | Unknown | Records | 1930-06-14 | 0.75 | Copper | Records | No | Single Family | Unknown | 1966-09-22 | 0.75 | Non-Lead
123 Girard Ave | Watertown | 13601 | No | Copper | Unknown | Records | 1995-06-13 | 0.75 | Copper | Records | No | Single Family | Unknown | 1995-06-13 | 0.75 | Non-Lead
127 Girard Ave | Watertown | 13601 | No | Copper | Unknown | Records | 1999-04-15 | 1 | Copper | Records | No | Single Family | Unknown | 1999-04-15 | 1 | Non-Lead
131 Girard Ave | Watertown | 13601 | No | Copper | No | Records | 1929-03-21 | 0.75 | Copper | Records | No | Single Family | Unknown | 1997-09-12 | 0.75 | Non-Lead
135 Girard Ave | Watertown | 13601 | No | Copper | Unknown | Records | 1951-04-06 | 1 | Copper | Records | No | Single Family | Unknown | 1971-07-29 | 1 | Non-Lead
139 Girard Ave | Watertown | 13601 | No | Copper | Unknown | Records | 1986-10-06 | 0.75 | Copper | Records | No | Single Family | Unknown | 1986-10-06 | 0.75 | Non-Lead
1008 Glen St | Watertown | 13601 | No | Copper | Yes | Records | 1960-08-08 | 1 | [8 empty] | Demolished Unknown termination point
1015 Glen St | Watertown | 13601 | Unknown | Galvanized | Unknown | Records | 1925-08-03 | 0.75 | Galvanized | Records | No | Single Family | Unknown | 1976-06-17 | 0.75 | GSLRR | Galvanized
2 Vacant Lots opp 446 Glenn Ave | Watertown | 13601 | No | Copper | No | Records | 1988-06-01 | 1 | [8 empty] | Stubbed for future use
418 Glenn Ave | Watertown | 13601 | No | Copper | Unknown | Records | 1988-06-01 | 1 | Copper | Records | No | Single Family | Unknown | 1988-06-01 | 1 | Non-Lead
423 Glenn Ave | Watertown | 13601 | No | Copper | No | Records | 1988-06-01 | 1 | Copper | Records | No | Single Family | Unknown | 1988-06-01 | 1 | Non-Lead
430 Glenn Ave | Watertown | 13601 | No | Copper | Unknown | Records | 1988-06-01 | 1 | Copper | Records | No | Single Family | Unknown | 1988-06-01 | 1 | Non-Lead
432 Glenn Ave | Watertown | 13601 | No | Copper | Unknown | Records | 1988-06-01 | 1 | Copper | Records | No | Single Family | Unknown | 1988-06-01 | 1 | Non-Lead
433 Glenn Ave | Watertown | 13601 | No | Copper | Unknown | Records | 1988-06-01 | 1 | Copper | Records | No | Single Family | Unknown | 1988-06-01 | 1 | Non-Lead
438 Glenn Ave | Watertown | 13601 | No | Copper | Unknown | Records | 1988-06-01 | 1 | Copper | Records | No | Single Family | Unknown | 1988-06-01 | 1 | Non-Lead
446 Glenn Ave | Watertown | 13601 | No | Copper | Unknown | Records | 1988-06-01 | 1 | Copper | Records | No | Single Family | Unknown | 1988-06-01 | 1 | Non-Lead
454 Glenn Ave | Watertown | 13601 | No | Copper | Unknown | Records | 1988-06-01 | 1 | Copper | Records | No | Single Family | Unknown | 1988-06-01 | 1 | Non-Lead
Vacant Lot Next to 418 Glenn Ave | Watertown | 13601 | No | Copper | No | Records | 1988-06-01 | 1 | [8 empty] | Stubbed for future use
1004 Gotham St | Watertown | 13601 | No | Copper | Unknown | Records | 2017-08-31 | 1 | Copper | Records | No | Single Family | Unknown | 1978-08-19 | 0.75 | Non-Lead | Fed off of Knickerbocker Dr
1005 Gotham St | Watertown | 13601 | No | Copper | Unknown | Records | 1991-08-01 | 1 | Copper | Records | No | Single Family | Unknown | 1997-12-23 | 0.75 | Non-Lead
1006 Gotham St | Watertown | 13601 | No | Copper | Unknown | Records | 1991-08-01 | 1 | Copper | Records | No | Single Family | Unknown | 1987-11-06 | 0.75 | Non-Lead
1009 Gotham St | Watertown | 13601 | No | Copper | Unknown | Records | 1991-08-01 | 1 | Copper | Records | No | Single Family | Unknown | 1929-06-05 | 0.75 | Non-Lead
1011-1013 Gotham St | Watertown | 13601 | No | Copper | Unknown | Records | 1991-08-01 | 1 | Copper | Records | No | Multi Family | Unknown | 1950-04-13 | 0.75 | Non-Lead
1012 Gotham St | Watertown | 13601 | No | Copper | Unknown | Records | 1991-08-01 | 1 | Galvanized | Records | No | Single Family | Unknown | 1924-06-11 | 0.75 | GSLRR | Galvanized inside
1016 Gotham St | Watertown | 13601 | No | Copper | Unknown | Records | 1991-08-01 | 1 | Copper | Records | No | Single Family | Unknown | 1952-08-11 | 0.75 | Non-Lead
1020 Gotham St | Watertown | 13601 | No | Copper | Unknown | Records | 1991-08-01 | 1 | Copper | Records | No | Single Family | Unknown | 2010-08-31 | 1 | Non-Lead
1101 Gotham St | Watertown | 13601 | No | Copper | Unknown | Records | 1991-08-01 | 1 | Copper | Records | No | Single Family | Unknown | 1959-04-27 | 0.75 | Non-Lead
1102 Gotham St | Watertown | 13601 | No | Copper | Unknown | Records | 1991-08-01 | 1 |  |  | No | Single Family | Unknown |  |  |  | Unknown inside Data
1105 Gotham St | Watertown | 13601 | No | Copper | Unknown | Records | 1991-08-01 | 1 | Copper | Records | No | Single Family | Unknown | 1970-09-17 | 0.75 | Non-Lead
1115 Gotham St | Watertown | 13601 | No | Copper | No | Records | 1991-08-01 | 1 | Copper | Records | No | Single Family | Unknown | 2005-10-27 | 1 | Non-Lead
1118 Gotham St | Watertown | 13601 | No | Copper | Unknown | Records | 1991-08-01 | 1 | Copper | Records | No | Single Family | Unknown | 1973-08-31 | 0.75 | Non-Lead
1123 Gotham St | Watertown | 13601 | No | Copper | Unknown | Records | 1991-08-01 | 1 | Copper | Records | No | Single Family | Unknown |  | 0.75 | Non-Lead | Unknown install Date
1124 Gotham St | Watertown | 13601 | No | Copper | Unknown | Records | 1991-08-01 | 1 | Copper | Records | No | Single Family | Unknown | 1985-04-23 | 0.75 | Non-Lead
1129 Gotham St | Watertown | 13601 | No | Copper | Unknown | Records | 1991-08-01 | 1 | Copper | Records | No | Single Family | Unknown | 1953-08-11 | 0.75 | Non-Lead
1133 Gotham St | Watertown | 13601 | No | Copper | Unknown | Records | 1991-08-01 | 1 | Copper | Records | No | Single Family | Unknown | 1950-07-17 | 0.75 | Non-Lead | 1" copper feeds 1133,1137 and 309 Thompson Blvd
1137 Gotham St | Watertown | 13601 | No | Copper | Unknown | Records | 1991-08-01 | 1 | Copper | Records | No | Single Family | Unknown | 1950-07-17 | 0.75 | Non-Lead | 1" copper feeds 1133,1137, and 309 Thompson Blvd
1141 Gotham St | Watertown | 13601 | No | Copper | No | Records | 1959-12-03 | 0.75 | Copper | Records | No | Single Family | Unknown | 1959-12-08 | 0.75 | Non-Lead | Fed off of Thompson Blvd
1206 Gotham St | Watertown | 13601 | No | Copper | Unknown | Records | 1988-10-11 | 1 | Copper | Records | No | Single Family | Unknown | 1941-12-05 | 1 | Non-Lead
1244 Gotham St | Watertown | 13601 | No | Copper | No | Records | 1988-10-11 | 1 | Copper | Records | No | Single Family | Unknown | 1988-10-11 | 1 | Non-Lead
1272 Gotham St | Watertown | 13601 | No | Copper | Unknown | Records | 1988-10-11 | 1 | Copper | Records | No | Single Family | Unknown | 2000-10-24 | 1 | Non-Lead
1290 Gotham St | Watertown | 13601 | No | Copper | Unknown | Records | 1988-11-10 | 1 | Copper | Records | No | Single Family | Unknown | 1988-09-13 | 1 | Non-Lead
1330 Gotham St | Watertown | 13601 | No | Copper | No | Records | 1988-09-13 | 1 | Copper | Records | No | Business | Unknown | 1988-09-13 | 1 | Non-Lead
305 Gotham St | Watertown | 13601 | No | Copper | Unknown | Records | 1992-07-06 | 1 | Copper | Records | No | Multi Family | Unknown | 1942-04-17 | 0.75 | Non-Lead
306 Gotham St | Watertown | 13601 | No | Copper | Unknown | Records | 1992-07-07 | 1 | Galvanized | Records | No | Single Family | Unknown | 1906-04-25 | 0.75 | GSLRR | Galvanized inside walk
310 Gotham St | Watertown | 13601 | No | Copper | Unknown | Records | 1992-07-07 | 1 | Galvanized | Records | No | Multi Family | Unknown | 1907-06-26 | 0.75 | GSLRR | Galvanized inside walk
311 Gotham St | Watertown | 13601 | No | Copper | Unknown | Records | 1992-07-07 | 1 | [8 empty] | Unknown termination point
312-314 Gotham St | Watertown | 13601 | No | Copper | Unknown | Records | 1992-07-07 | 1 | Copper | Records | No | Multi Family | Unknown | 1959-09-29 | 0.75 | Non-Lead
315 Gotham St | Watertown | 13601 | No | Copper | Unknown | Records | 1992-07-07 | 1 | [8 empty] | 1" copper Hot main to c/s 2005
318-320 Gotham St | Watertown | 13601 | No | Copper | Unknown | Records | 1992-07-07 | 1 | Copper | Records | No | Multi Family | Unknown | 1992-06-02 | 1 | Non-Lead
321 Gotham St | Watertown | 13601 | No | Copper | Unknown | Records | 1992-07-07 | 1 | Galvanized | Records | No | Single Family | Unknown | 1903-10-26 | 1 | GSLRR | Galvanived 6' inside walk to house
323-325 Gotham St | Watertown | 13601 | No | Copper | Unknown | Records | 1992-07-06 | 1 | Galvanized | Records | No | Multi Family | Unknown | 1920-08-23 | 1 | GSLRR | Galvanized 12' inside walk to house
324 Gotham St | Watertown | 13601 | No | Copper | Unknown | Records | 1947-05-29 | 0.75 | [8 empty] | Demolished Unknown termination point
329 Gotham St | Watertown | 13601 | No | Copper | Unknown | Records | 1992-07-07 | 1 | [8 empty] | Demolished 1" copper terminated inside of walk 2006
406 Gotham St | Watertown | 13601 | No | Copper | Unknown | Records | 1992-07-16 | 1 | Galvanized | Records | No | Multi Family | Unknown |  | 0.75 | GSLRR | Unknown inside Data Galvanized inside walk to house
407 Gotham St | Watertown | 13601 | No | Copper | Unknown | Records | 1992-07-16 | 1 | Copper | Records | No | Multi Family | Unknown | 1950-07-26 | 0.75 | Non-Lead
409-411 Gotham St | Watertown | 13601 | No | Copper | Unknown | Records | 1992-07-16 | 1 | Copper | Records | No | Multi Family | Unknown | 2006-12-07 | 1 | Non-Lead
410-412 Gotham St | Watertown | 13601 | No | Copper | Unknown | Records | 1992-07-15 | 1 | Galvanized | Records | No | Multi Family | Unknown | 1918-04-30 | 0.75 | GSLRR | Galvanized inside walk
414 Rear Gotham St | Watertown | 13601 | No | Copper | Unknown | Records | 1992-07-16 | 1 | Copper | Records | No | Multi Family | Unknown | 1957-05-16 | 0.75 | Non-Lead
415 Gotham St | Watertown | 13601 | No | Copper | Unknown | Records | 1992-07-16 | 1 | Copper | Records | No | Multi Family | Unknown | 1934-09-12 | 0.75 | Non-Lead
416 Gotham St | Watertown | 13601 | No | Copper | Unknown | Records | 1992-07-16 | 1 | Copper | Records | No | Single Family | Unknown | 2004-05-18 | 0.75 | Non-Lead
419 Gotham St | Watertown | 13601 | No | Copper | Unknown | Records | 1992-07-16 | 1 | Copper | Records | No | Single Family | Unknown | 1929-10-16 | 0.75 | Non-Lead
423 Gotham St | Watertown | 13601 | No | Copper | Unknown | Records | 1992-07-16 | 1 | Galvanized | Records | No | Multi Family | Unknown | 1905-04-17 | 1 | GSLRR | 1" Galvanized inside walk
514 Gotham St | Watertown | 13601 | No | Copper | Unknown | Records | 1992-07-10 | 1 | Copper | Records | No | Multi Family | Unknown | 1936-04-30 | 1 | Non-Lead
520 Gotham St | Watertown | 13601 | No | Copper | Unknown | Records | 1992-07-15 | 1 | Copper | [6 empty] | Non-Lead | Unknown termination point
521 Gotham St | Watertown | 13601 | No | Copper | Unknown | Records | 1992-07-02 | 1 | Copper | Records | No | Multi Family | Unknown | 1940-05-15 | 0.75 | Non-Lead
523 Gotham St | Watertown | 13601 | No | Copper | Unknown | Records | 1992-07-09 | 1 | Copper | Records | No | Multi Family | Unknown | 1939-06-13 | 0.75 | Non-Lead
524 Gotham St | Watertown | 13601 | No | Copper | Unknown | Records | 1992-07-20 | 1 | Galvanized | Records | No | Single Family | Unknown | 1908-05-26 | 1 | GSLRR | Galvanized inside walk to house
527 Gotham St | Watertown | 13601 | No | Copper | Unknown | Records | 1992-07-09 | 1 | Copper | Records | No | Multi Family | Unknown | 1939-10-23 | 0.75 | Non-Lead
533 Gotham St | Watertown | 13601 | No | Copper | Unknown | Records | 1992-07-08 | 1 | Copper | Records | No | Single Family | Unknown | 1929-05-16 | 0.75 | Non-Lead
537 Gotham St | Watertown | 13601 | No | Copper | Unknown | Records | 1992-07-08 | 1 | Copper | Records | No | Multi Family | Unknown | 1928-05-03 | 1 | Non-Lead
606-608-610-612 Gotham St | Watertown | 13601 | No | Copper | Unknown | Records | 1992-07-14 | 1 | Copper | Records | No | Multi Family | Unknown | 1937-03-13 | 1 | Non-Lead
614 Gotham St | Watertown | 13601 | No | Copper | Unknown | Records | 1992-07-14 | 1 | Copper | Records | No | Single Family | Unknown | 1931-08-19 | 0.75 | Non-Lead
617 Gotham St | Watertown | 13601 | No | Copper | Unknown | Records | 1992-07-14 | 1 | Copper | Records | No | Multi Family | Unknown | 1935-05-16 | 0.75 | Non-Lead
620 Gotham St | Watertown | 13601 | No | Copper | Unknown | Records | 1992-07-14 | 1 | Copper | Records | No | Multi Family | Unknown | 1933-08-18 | 0.75 | Non-Lead
622-624 Gotham St | Watertown | 13601 | No | Copper | Unknown | Records | 1992-07-13 | 1 | Copper | Records | No | Multi Family | Unknown | 1928-06-14 | 0.75 | Non-Lead
623 Gotham St | Watertown | 13601 | No | Copper | Unknown | Records | 1992-07-14 | 1 | Copper | Records | No | Single Family | Unknown | 2000-05-24 | 1 | Non-Lead
629 Gotham St | Watertown | 13601 | No | Copper | Unknown | Records | 1992-07-14 | 1 | Copper | Records | No | Single Family | Unknown | 1929-07-31 | 0.75 | Non-Lead
630 Gotham St | Watertown | 13601 | No | Copper | Unknown | Records | 1992-07-14 | 1 | Copper | Records | No | Single Family | Unknown | 1997-07-15 | 0.75 | Non-Lead
635 Gotham St | Watertown | 13601 | No | Copper | Unknown | Records | 1992-07-13 | 1 | Copper | Records | No | Single Family | Unknown | 1929-07-27 | 0.75 | Non-Lead
636 Gotham St | Watertown | 13601 | No | Copper | Unknown | Records | 2018-06-01 | 1 | Copper | Records | No | Multi Family | Unknown | 1930-08-28 | 0.75 | Non-Lead | Fed off of Flower ave East
637-639 Gotham St | Watertown | 13601 | No | Copper | Unknown | Records | 2018-06-01 | 1 |  |  | No | Multi Family | Unknown
708 Gotham St | Watertown | 13601 | No | Copper | Unknown | Records | 1992-07-13 | 1 | Copper | Records | No | Single Family | Unknown | 1929-11-08 | 0.75 | Non-Lead
712 Gotham St | Watertown | 13601 | No | Copper | Unknown | Records | 1992-07-13 | 1 | Copper | Records | No | Single Family | Unknown | 1940-07-25 | 0.75 | Non-Lead
715 Gotham St | Watertown | 13601 | No | Copper | Unknown | Records | 1992-07-10 | 1 | Copper | Records | No | Single Family | Unknown | 1936-04-16 | 0.75 | Non-Lead
716 Gotham St | Watertown | 13601 | No | Copper | Unknown | Records | 1992-07-10 | 1 | Galvanized |  | No | Single Family | Unknown |  | 0.75 | GSLRR | Galvanized inside walk to house
719 Gotham St | Watertown | 13601 | No | Copper | Unknown | Records | 1992-07-09 | 1 | Copper | Records | No | Multi Family | Unknown | 2008-08-28 | 1 | Non-Lead
720 Gotham St | Watertown | 13601 | No | Copper | Unknown | Records | 1992-07-10 | 1 | Copper | Records | No | Multi Family | Unknown | 1969-09-15 | 0.75 | Non-Lead
724 Gotham St | Watertown | 13601 | No | Copper | Unknown | Records | 1992-07-09 | 1 | Galvanized | Records | No | Single Family | Unknown | 1924-06-13 | 1 | GSLRR | Galvanized walk to celler
727 Gotham St | Watertown | 13601 | No | Copper | Unknown | Records | 1992-07-09 | 1 | Copper | Records | No | Single Family | Unknown | 1947-09-04 | 0.75 | Non-Lead
729 Gotham St | Watertown | 13601 | No | Copper | Unknown | Records | 1992-07-09 | 1 | Copper | Records | No | Multi Family | Unknown | 1929-04-18 | 1 | Non-Lead
732 Gotham St | Watertown | 13601 | No | Copper | Unknown | Records | 1992-07-09 | 1 | Copper | Records | No | Multi Family | Unknown | 1946-04-16 | 1 | Non-Lead
734-738 Gotham St | Watertown | 13601 | No | Copper | Unknown | Records | 1992-07-09 | 1 | Galvanized | Records | No | Multi Family | Unknown | 1924-04-18 | 1 | GSLRR | Galvanized inside c/s to house
735 Gotham St | Watertown | 13601 | No | Copper | Unknown | Records | 1992-07-09 | 1 |  |  | No | Multi Family | Unknown |  |  |  | Unknown inside Data
740 Gotham St | Watertown | 13601 | No | Copper | Unknown | Records | 1992-07-09 | 1 | Copper | Records | No | Single Family | Unknown | 1933-10-26 | 0.75 | Non-Lead
741 Gotham St | Watertown | 13601 | No | Copper | Unknown | Records | 1992-07-16 | 1 |  |  | No | Single Family | Unknown |  | 1 |  | Unknown inside Data
744 Gotham St | Watertown | 13601 | No | Copper | Unknown | Records | 1992-07-09 | 1 | Copper | Records | No | Single Family | Unknown | 1972-10-02 | 0.75 | Non-Lead
749 Gotham St | Watertown | 13601 | No | Copper | Unknown | Records | 1992-07-09 | 1 | Copper | Records | No | Single Family | Unknown | 1929-06-13 | 0.75 | Non-Lead
752 Gotham St | Watertown | 13601 | No | Copper | Unknown | Records | 1992-07-09 | 1 | Copper | Records | No | Single Family | Unknown | 1949-08-29 | 0.75 | Non-Lead
755 Gotham St | Watertown | 13601 | No | Copper | Unknown | Records | 1992-07-10 | 1 | Copper | Records | No | Single Family | Unknown | 1946-03-29 | 1 | Non-Lead
758 Gotham St | Watertown | 13601 | No | Copper | Unknown | Records | 1992-07-08 | 1 | Copper | Records | No | Single Family | Unknown | 1931-08-21 | 0.75 | Non-Lead
761 Gotham St | Watertown | 13601 | No | Copper | Unknown | Records | 1992-07-08 | 1 | Copper | Records | No | Single Family | Unknown | 2004-05-12 | 0.75 | Non-Lead
764 Gotham St | Watertown | 13601 | No | Copper | Unknown | Records | 1992-07-08 | 1 |  |  | No | Single Family | Unknown |  |  |  | Unknown inside Data
765 Gotham St | Watertown | 13601 | No | Copper | Unknown | Records | 1992-07-09 | 1 | Copper | Records | No | Multi Family | Unknown | 2022-05-23 | 1 | Non-Lead
768-770 Gotham St | Watertown | 13601 | No | Copper | Unknown | Records | 1992-07-08 | 1 | Copper | Records | No | Multi Family | Unknown | 1955-08-15 | 0.75 | Non-Lead
769-771 Gotham St | Watertown | 13601 | No | Copper | Unknown | Records | 1992-07-08 | 1 | Galvanized | Records | No | Multi Family | Unknown | 1919-04-26 | 0.75 | GSLRR | Unknown inside Data Galvanized reported on inside
773 Gotham St | Watertown | 13601 | No | Copper | Unknown | Records | 1992-07-09 | 1 |  |  | No | Multi Family | Unknown |  |  |  | Unknown inside Data
774 Gotham St | Watertown | 13601 | No | Copper | Unknown | Records | 1992-07-08 | 1 | Copper | Records | No | Multi Family | Unknown | 1935-04-02 | 0.75 | Non-Lead
775 Gotham St | Watertown | 13601 | No | Copper | Unknown | Records | 1992-07-08 | 1 | Copper | Records | No | Single Family | Unknown | 1951-01-27 | 0.75 | Non-Lead | Fed off Gotham St
902 Gotham St | Watertown | 13601 | No | Copper | Unknown | Records | 1938-07-20 | 0.75 |  |  | No | Single Family | Unknown |  | 0.75 |  | Unknown inside Data
909 Gotham St | Watertown | 13601 | No | Copper | Unknown | Records | 1950-05-27 | 0.75 | Copper | Records | No | Single Family | Unknown | 1950-05-27 | 0.75 | Non-Lead
910 Gotham St | Watertown | 13601 | No | Copper | Unknown | Records | 1937-08-24 | 0.75 | Copper | Records | No | Multi Family | Unknown | 1937-08-23 | 0.75 | Non-Lead
915 Gotham St | Watertown | 13601 | No | Copper | Unknown | Records | 1949-09-27 | 1 | Copper | Records | No | Single Family | Unknown | 1941-06-01 | 0.75 | Non-Lead | Fed off of 919 Gotham service line along with 309 Broadway
918 Gotham St | Watertown | 13601 | No | Copper | Unknown | Records | 1950-10-03 | 1 | Copper | Records | No | Multi Family | Unknown | 1950-10-03 | 0.75 | Non-Lead
919 Gotham St | Watertown | 13601 | No | Copper | Unknown | Records | 1949-02-27 | 1 | Copper | Records | No | Single Family | Unknown | 1950-10-05 | 1 | Non-Lead
926 Gotham St | Watertown | 13601 | No | Copper | Unknown | Records | 1991-08-01 | 1 | Copper | Records | No | Single Family | Unknown | 1928-04-13 | 0.75 | Non-Lead
927 Gotham St | Watertown | 13601 | No | Copper | Unknown | Records | 1991-08-01 | 1 | Copper | Records | No | Single Family | Unknown | 1933-09-02 | 0.75 | Non-Lead
931 Gotham St | Watertown | 13601 | No | Copper | Unknown | Records | 1991-08-01 | 1 | Copper | Records | No | Single Family | Unknown | 1934-09-25 | 0.75 | Non-Lead
934 Gotham St | Watertown | 13601 | No | Copper | Unknown | Records | 1991-08-01 | 1 | Copper | Records | No | Single Family | Unknown | 1954-09-01 | 0.75 | Non-Lead
937 Gotham St | Watertown | 13601 | No | Copper | Unknown | Records | 1938-05-25 | 0.75 | Copper | Records | No | Single Family | Unknown | 1938-05-26 | 0.75 | Non-Lead | Fed off of Brett St
938 Gotham St | Watertown | 13601 | No | Copper | Unknown | Records | 1991-08-01 | 1 | Copper | Records | No | Single Family | Unknown | 1957-01-21 | 0.75 | Non-Lead
942 Gotham St | Watertown | 13601 | No | Copper | Unknown | Records | 1991-08-01 | 1 | Copper | Records | No | Single Family | Unknown | 2009-04-14 | 0.75 | Non-Lead
943 Gotham St | Watertown | 13601 | No | Copper | Unknown | Records | 1973-02-02 | 0.75 | Copper | Records | No | Single Family | Unknown | 1973-02-02 | 0.75 | Non-Lead | Fed off of Brett St
946 Gotham St | Watertown | 13601 | No | Copper | Unknown | Records | 1991-08-01 | 1 |  |  | No | Single Family | Unknown |  | 0.75 |  | Unknown inside Data
951 Gotham St | Watertown | 13601 | No | Copper | Unknown | Records | 1991-08-01 | 1 | Copper | Records | No | Single Family | Unknown | 1932-10-08 | 0.75 | Non-Lead
955 Gotham St | Watertown | 13601 | No | Copper | Unknown | Records | 1991-08-01 | 1 | Copper | Records | No | Multi Family | Unknown | 1935-07-15 | 0.75 | Non-Lead
Vacant Lot Between 1105 & 1123 Gotham St | Watertown | 13601 | No | Copper | No | Records | 1991-08-01 | 1 | [8 empty] | Stubbed for future use
Vacant Lot Next To 1102 & 1118 Gotham St | Watertown | 13601 | No | Copper | No | Records | 1991-08-01 | 1 | [8 empty] | Stubbed for future use
609 Grant St | Watertown | 13601 | No | Copper | Unknown | Records | 1937-01-23 | 0.75 |  |  | No | Single Family | Unknown |  | 0.75 |  | Unknown inside Data
610 Grant St | Watertown | 13601 | No | Copper | Yes | Records | 2022-06-08 | 0.75 | Copper | Records | No | Single Family | Unknown | 2022-06-08 | 0.75 | Non-Lead | LRP
613-615 Grant St | Watertown | 13601 | No | Copper | Unknown | Records | 1937-08-13 | 0.75 | Copper | Records | No | Multi Family | Unknown | 1937-08-13 | 0.75 | Non-Lead
614 Grant St | Watertown | 13601 | No | Copper | Unknown | Records | 1936-06-10 | 0.75 | Copper | Records | No | Single Family | Unknown | 1966-09-12 | 0.75 | Non-Lead
617-619 Grant St | Watertown | 13601 | No | Copper | Unknown | Records | 1953-04-28 | 0.75 | Copper | Records | No | Multi Family | Unknown | 1953-04-28 | 0.75 | Non-Lead
618 Grant St | Watertown | 13601 | No | Copper | Unknown | Records | 1929-09-23 | 0.75 | Copper | Records | No | Single Family | Unknown | 1929-09-23 | 0.75 | Non-Lead
620-622 Grant St | Watertown | 13601 | No | Copper | Unknown | Records | 1951-07-21 | 0.75 | Copper | Records | No | Multi Family | Unknown | 1951-07-21 | 0.75 | Non-Lead
621-623 Grant St | Watertown | 13601 | No | Copper | Unknown | Records | 2011-06-17 | 1 | Copper | Records | No | Multi Family | Unknown | 2011-06-17 | 1 | Non-Lead
626 Grant St | Watertown | 13601 | No | Copper | Unknown | Records | 1958-10-01 | 0.75 | Copper | Records | No | Single Family | Unknown | 1958-10-01 | 0.75 | Non-Lead
627 Grant St | Watertown | 13601 | No | Copper | Unknown | Records | 1963-08-21 | 0.75 | Copper | Records | No | Single Family | Unknown | 1963-08-21 | 0.75 | Non-Lead
631 Grant St | Watertown | 13601 | No | Copper | Unknown | Records | 1969-08-14 | 0.75 | Copper | Records | No | Single Family | Unknown | 1969-08-14 | 0.75 | Non-Lead
636 Grant St | Watertown | 13601 | No | Copper | Unknown | Records | 1945-10-08 | 0.75 | Copper | Records | No | Single Family | Unknown | 1945-10-08 | 0.75 | Non-Lead
642 Grant St | Watertown | 13601 | No | Copper | Unknown | Records | 1934-09-07 | 0.75 | Copper | Records | No | Single Family | Unknown | 1934-09-07 | 0.75 | Non-Lead
647 Grant St | Watertown | 13601 | No | Copper | Unknown | Records | 1947-01-13 | 0.75 | Copper | Records | No | Single Family | Unknown | 1947-01-13 | 0.75 | Non-Lead
648-650 Grant St | Watertown | 13601 | No | Copper | Unknown | Records | 1934-03-17 | 0.75 | Copper | Records | No | Multi Family | Unknown | 2002-11-01 | 0.75 | Non-Lead
651 Grant St | Watertown | 13601 | No | Copper | Unknown | Records | 1941-05-08 | 0.75 | Copper | Records | No | Single Family | Unknown | 1941-05-08 | 0.75 | Non-Lead
657 Grant St | Watertown | 13601 | No | Copper | Unknown | Records | 1948-07-24 | 0.75 | Copper | Records | No | Single Family | Unknown | 1948-07-24 | 0.75 | Non-Lead
663 Grant St | Watertown | 13601 | No | Copper | Unknown | Records | 1977-02-24 | 0.75 | Copper | Records | No | Single Family | Unknown | 1977-02-24 | 0.75 | Non-Lead
666 Grant St | Watertown | 13601 | No | Copper | Unknown | Records | 1934-08-21 | 0.75 | Copper | Records | No | Single Family | Unknown | 1934-08-21 | 0.75 | Non-Lead
667 Grant St | Watertown | 13601 | No | Copper | Yes | Records | 2023-09-14 | 0.75 |  |  | No | Single Family | Unknown |  |  |  | Unknown Data Inside LRP city side
670 Grant St | Watertown | 13601 | No | Copper | Unknown | Records | 1934-09-04 | 0.75 | Copper | Records | No | Single Family | Unknown | 1992-09-16 | 0.75 | Non-Lead
671 Grant St | Watertown | 13601 | No | Copper | Unknown | Records | 1944-07-12 | 0.75 | Galvanized | Records | No | Single Family | Unknown | 1944-07-13 | 0.75 | GSLRR | Galvanized inside
675 Grant St | Watertown | 13601 | No | Copper | Unknown | Records | 1941-11-12 | 0.75 | Copper | Records | No | Single Family | Unknown | 1941-12-04 | 0.75 | Non-Lead
678 Grant St | Watertown | 13601 | No | Copper | Unknown | Records | 1934-08-21 | 0.75 | Copper | Records | No | Single Family | Unknown | 1934-08-21 | 0.75 | Non-Lead
679 Grant St | Watertown | 13601 | No | Copper | Unknown | Records | 1941-11-07 | 0.75 | Copper | Records | No | Single Family | Unknown | 1941-11-07 | 0.75 | Non-Lead
684 Grant St | Watertown | 13601 | No | Copper | Unknown | Records | 1934-09-10 | 0.75 | Copper | Records | No | Multi Family | Unknown | 1934-09-11 | 0.75 | Non-Lead
686 Grant St | Watertown | 13601 | No | Copper | Unknown | Records | 1934-09-07 | 0.75 | Copper | Records | No | Single Family | Unknown | 1934-09-07 | 0.75 | Non-Lead
696 Grant St | Watertown | 13601 | No | Copper | Unknown | Records | 1954-12-06 | 1 | Copper | Records | No | Single Family | Unknown | 1978-07-27 | 0.75 | Non-Lead
698 Grant St | Watertown | 13601 | No | Copper | Unknown | Records | 1988-07-25 | 1 |  |  | No | Multi Family | Unknown |  |  |  | Unknown inside Data
789 Grant St | Watertown | 13601 | No | Copper | Unknown | Records | 1941-07-07 | 0.75 | [8 empty] | Demolished Unknown termination point 3/4 copper
123 Green St | Watertown | 13601 | No | Copper | No | Records | 1941-06-10 | 0.75 |  |  | No | Single Family | Unknown | 1941-06-10 |  |  | Unknown inside Data Plumber installed
129 Green St | Watertown | 13601 | No | Copper | No | Records | 1952-06-26 | 0.75 | Copper | Records | No | Single Family | Unknown | 1952-06-26 | 0.75 | Non-Lead
131 Green St | Watertown | 13601 | No | Copper | No | Records | 1952-08-14 | 0.75 | Copper | Records | No | Single Family | Unknown | 1952-08-14 | 0.75 | Non-Lead
139 Green St | Watertown | 13601 | No | Copper | No | Records | 1965-03-25 | 0.75 | Copper | Records | No | Single Family | Unknown | 1965-03-25 | 0.75 | Non-Lead
151 Green St | Watertown | 13601 | No | Copper | No | Records | 1969-10-09 | 0.75 | Copper | Records | No | Single Family | Unknown | 1969-10-09 | 0.75 | Non-Lead
155 Green St | Watertown | 13601 | No | Copper | No | Records | 1969-08-06 | 0.75 | Copper | Records | No | Single Family | Unknown | 1969-08-06 | 0.75 | Non-Lead
161 Green St | Watertown | 13601 | No | Copper | No | Records | 1957-04-30 | 0.75 | Copper | Records | No | Single Family | Unknown | 1957-04-30 | 0.75 | Non-Lead
167 Green St | Watertown | 13601 | No | Copper | No | Records | 1957-04-30 | 0.75 | Copper | Records | No | Single Family | Unknown | 1957-04-30 | 0.75 | Non-Lead
173 Green St | Watertown | 13601 | No | Copper | No | Records | 1957-04-30 | 0.75 | Copper | Records | No | Single Family | Unknown | 1957-04-30 | 0.75 | Non-Lead
175 Green St | Watertown | 13601 | No | Copper | No | Records | 1957-01-30 | 0.75 | Copper | Records | No | Single Family | Unknown | 1957-01-30 | 0.75 | Non-Lead
193 Green St | Watertown | 13601 | No | Copper | Unknown | Records | 1967-06-08 | 1 | Copper | Records | No | Single Family | Unknown | 1967-06-08 | 1 | Non-Lead
204 Green St | Watertown | 13601 | No | Copper | No | Records | 1962-09-25 | 0.75 | Copper | Records | No | Single Family | Unknown | 1962-09-25 | 0.75 | Non-Lead
212 Green St | Watertown | 13601 | No | Copper | No | Records | 1964-09-23 | 0.75 | Copper | Records | No | Single Family | Unknown | 1964-09-23 | 0.75 | Non-Lead
213 Green St | Watertown | 13601 | No | Plastic | No | Records | 1956-11-09 | 0.75 | Copper | Records | No | Single Family | Unknown | 1956-11-09 | 0.75 | Non-Lead
219 Green St | Watertown | 13601 | No | Copper | No | Records | 1958-07-29 | 0.75 | Copper | Records | No | Single Family | Unknown | 1958-07-29 | 0.75 | Non-Lead
220 Green St | Watertown | 13601 | No | Copper | No | Records | 1968-06-05 | 0.75 | Copper | Records | No | Single Family | Unknown | 1968-06-05 | 0.75 | Non-Lead
225 Green St | Watertown | 13601 | No | Copper | No | Records | 1958-07-23 | 0.75 | Copper | Records | No | Single Family | Unknown | 1958-07-23 | 0.75 | Non-Lead
226 Green St | Watertown | 13601 | No | Copper | No | Records | 1964-05-28 | 0.75 | Copper | Records | No | Single Family | Unknown | 1964-05-28 | 0.75 | Non-Lead
230 Green St | Watertown | 13601 | No | Copper | No | Records | 1961-06-26 | 0.75 | Copper | Records | No | Single Family | Unknown | 1961-06-26 | 0.75 | Non-Lead
231 Green St | Watertown | 13601 | No | Copper | No | Records | 1958-07-23 | 0.75 | Copper | Records | No | Single Family | Unknown | 1958-07-23 | 0.75 | Non-Lead
237 Green St | Watertown | 13601 | No | Copper | No | Records | 1961-06-06 | 0.75 | Copper | Records | No | Single Family | Unknown | 1961-06-06 | 0.75 | Non-Lead
242 Green St | Watertown | 13601 | No | Copper | No | Records | 2003-03-24 | 1 | Copper | Records | No | Single Family | Unknown | 2003-03-24 | 1 | Non-Lead
243 Green St | Watertown | 13601 | No | Copper | No | Records | 2014-06-26 | 1 | Copper | Records | No | Single Family | Unknown | 2014-06-26 | 0.75 | Non-Lead | Old 3/4" copper service fed from Thompson Blvd was Terminated
252 Green St | Watertown | 13601 | No | Copper | No | Records | 1966-09-15 | 1 | Copper | Records | No | Single Family | Unknown | 1966-09-15 | 1 | Non-Lead
257 Green St | Watertown | 13601 | No | Copper | No | Records | 1972-05-30 | 0.75 |  |  | No | Single Family | Unknown |  |  |  | Unknown inside Data
261 Green St | Watertown | 13601 | No | Copper | No | Records | 1971-12-09 | 0.75 | Copper | Records | No | Single Family | Unknown | 1971-12-09 | 0.75 | Non-Lead
264 Green St | Watertown | 13601 | No | Copper | No | Records | 1966-08-02 | 1 | Copper | Records | No | Single Family | Unknown | 1966-08-02 | 1 | Non-Lead
265 Green St | Watertown | 13601 | No | Copper | Unknown | Records | 1946-06-01 | 0.75 | Copper | Records | No | Single Family | Unknown | 1946-06-01 | 0.75 | Non-Lead | Fed off of Thompson Blvd
272 Green St | Watertown | 13601 | No | Copper | No | Records | 1968-04-22 | 0.75 |  |  | No | Single Family | Unknown |  |  |  | Unknown inside Data
Temporary Connection Myrtle & Green Green St | Watertown | 13601 | No | Copper | No | Records | 1956-10-12 | 0.75
701 Greensview Dr | Watertown | 13601 | No | Copper | No | Records | 1991-08-28 | 1 | Copper | Records | No | Single Family | Unknown | 1991-08-28 | 1 | Non-Lead
705 Greensview Dr | Watertown | 13601 | No | Copper | No | Records | 1988-12-31 | 1 | Copper | Records | No | Single Family | Unknown | 1988-12-31 | 1 | Non-Lead
706 Greensview Dr | Watertown | 13601 | No | Copper | No | Records | 2003-08-18 | 1 | Copper | Records | No | Single Family | Unknown | 2003-08-18 | 1 | Non-Lead
707 Greensview Dr | Watertown | 13601 | No | Copper | No | Records | 1998-06-01 | 1 | Copper | Records | No | Single Family | Unknown | 1998-06-01 | 1 | Non-Lead
709 Greensview Dr | Watertown | 13601 | No | Copper | No | Records | 2005-09-27 | 1 | Copper | Records | No | Single Family | Unknown | 2005-09-27 | 1 | Non-Lead
712 Greensview Dr | Watertown | 13601 | No | Copper | No | Records | 2017-11-01 | 0.75 | Copper | Records | No | Single Family | Unknown | 2017-11-01 | 0.75 | Non-Lead
715 Greensview Dr | Watertown | 13601 | No | Copper | No | Records | 1990-09-17 | 1 | Copper | Records | No | Single Family | Unknown | 1990-09-17 | 1 | Non-Lead
716 Greensview Dr | Watertown | 13601 | No | Copper | No | Records | 1994-03-28 | 0.75 | Copper | Records | No | Single Family | Unknown | 1994-03-28 | 0.75 | Non-Lead
707 Griffin St | Watertown | 13601 | No | Copper | Unknown | Records | 1937-09-24 | 0.75 | Copper | Records | No | Single Family | Unknown | 1973-05-31 | 0.75 | Non-Lead
710 Griffin St | Watertown | 13601 | No | Copper | Unknown | Records | 1937-09-24 | 0.75 | Copper | Records | No | Single Family | Unknown | 1975-06-11 | 0.75 | Non-Lead
711 Griffin St | Watertown | 13601 | No | Copper | Unknown | Records | 1937-09-24 | 0.75 |  |  | No | Single Family | Unknown |  |  |  | Unknown inside Data
715 Griffin St | Watertown | 13601 | No | Copper | Unknown | Records | 1937-09-24 | 0.75 |  |  | No | Single Family | Unknown |  |  |  | Unknown inside Data
716 Griffin St | Watertown | 13601 | No | Copper | Unknown | Records | 1990-07-19 | 1 | Copper | Records | No | Single Family | Unknown | 1990-07-19 | 1 | Non-Lead
718 Griffin St | Watertown | 13601 | No | Copper | No | Records | 1937-09-24 | 0.75 | Copper | Records | No | Single Family | Unknown | 1992-06-29 | 0.75 | Non-Lead
719 Griffin St | Watertown | 13601 | No | Copper | Unknown | Records | 1937-09-24 | 0.75 | Copper | Records | No | Single Family | Unknown | 1937-09-24 | 0.75 | Non-Lead
720 Griffin St | Watertown | 13601 | No | Copper | Unknown | Records | 1937-09-24 | 0.75 | Copper | Records | No | Single Family | Unknown | 1942-06-03 | 0.75 | Non-Lead
723 Griffin St | Watertown | 13601 | No | Copper | Unknown | Records | 1937-09-24 | 0.75 | Copper | Records | No | Single Family | Unknown | 1956-05-21 | 0.75 | Non-Lead
724 Griffin St | Watertown | 13601 | No | Copper | Unknown | Records | 1937-09-24 | 0.75 | Copper | Records | No | Multi Family | Unknown | 2011-09-19 | 0.75 | Non-Lead
731 Griffin St | Watertown | 13601 | No | Copper | Unknown | Records | 1937-09-24 | 0.75 | Copper | Records | No | Single Family | Unknown | 1980-10-14 | 0.75 | Non-Lead
739-741 Griffin St | Watertown | 13601 | No | Copper | Unknown | Records | 1937-09-24 | 0.75 | Copper | Records | No | Multi Family | Unknown | 1972-07-25 | 0.75 | Non-Lead
740 Griffin St | Watertown | 13601 | No | Copper | Unknown | Records | 1937-09-24 | 0.75 | Copper | Records | No | Single Family | Unknown | 1928-04-16 | 0.75 | Non-Lead
744 Griffin St | Watertown | 13601 | No | Copper | Unknown | Records | 1937-10-05 | 0.75 | Copper | Records | No | Single Family | Unknown | 1937-10-05 | 0.75 | Non-Lead
748 Griffin St | Watertown | 13601 | No | Copper | Unknown | Records | 1937-09-24 | 0.75 | Copper | Records | No | Single Family | Unknown | 1937-10-02 | 0.75 | Non-Lead
409 Grove St | Watertown | 13601 | No | Copper | Unknown | Records | 1931-03-23 | 0.75 | Copper | Records | No | Single Family | Unknown | 1931-03-23 | 0.75 | Non-Lead
413 (Watn Housing Maintenance Bldg) Grove St | Watertown | 13601 | No | Copper | Unknown | Records | 2005-06-01 | 0.75 | Copper | Records | No | Business | Unknown | 2005-06-01 | 0.75 | Non-Lead
430 Grove St | Watertown | 13601 | Unknown | Unknown | Unknown |  | 1916-08-01 | 0.75 |  |  | Unknown | Multi Family | Unknown |  | 0.75 |  | Unknown Data inside and city side
Maywood Terrace Bldg 13 & 14 Grove St | Watertown | 13601 | Unknown | Unknown | Unknown | Records | 1953-06-15 | 2 | Unknown | Records | Unknown | Multi Family | Unknown | 1953-06-15 | 2 | Unknown | Unknown Data
Maywood Terrace Bldg 7 Grove St | Watertown | 13601 | Unknown | Unknown | Unknown | Records | 1953-06-15 | 2 | Unknown | Records | Unknown | Multi Family | Unknown | 1953-06-15 | 2 | Unknown | Unknown Data
109 Haley St | Watertown | 13601 | No | Copper | Unknown | Records | 1955-06-30 | 0.75 | Copper | Records | No | Single Family | Unknown | 1955-06-30 | 0.75 | Non-Lead
110 Haley St | Watertown | 13601 | No | Copper | Unknown | Records | 1955-10-01 | 0.75 | Copper | Records | No | Single Family | Unknown | 1929-08-19 | 0.75 | Non-Lead
112 Haley St | Watertown | 13601 | No | Copper | Unknown | Records | 1955-06-30 | 0.75 | [8 empty] | Demolished, 3/4" copper Hot Main to C/S
115 Haley St | Watertown | 13601 | No | Copper | Unknown | Records | 1964-02-05 | 0.75 | Copper | Records | No | Single Family | Unknown | 1978-11-13 | 0.75 | Non-Lead
116-118 Haley St | Watertown | 13601 | No | Copper | Unknown | Records | 1955-10-01 | 1 | Copper | Records | No | Business | Unknown | 1957-07-01 | 0.75 | Non-Lead
117 Haley St | Watertown | 13601 | No | Unknown | Unknown | Records | 1924-07-21 | 0.75 | Unknown | Records | Unknown | Single Family | Unknown | 1924-07-21 | 0.75 | Unknown
121 Haley St | Watertown | 13601 | No | Copper | Unknown | Records | 1941-06-16 | 1 | Copper | Records | No | Single Family | Unknown | 1941-06-16 | 1 | Non-Lead
123-125 Haley St | Watertown | 13601 | No | Copper | Unknown | Records | 1933-08-29 | 0.75 | Copper | Records | No | Multi Family | Unknown | 2002-11-21 | 0.75 | Non-Lead
126 Haley St | Watertown | 13601 | No | Copper | Unknown | Records | 1955-06-20 | 0.75 | Copper | Records | No | Single Family | Unknown | 1955-06-20 | 0.75 | Non-Lead
129 Haley St | Watertown | 13601 | No | Copper | Unknown | Records | 1949-11-05 | 0.75 | Copper | Records | No | Single Family | Unknown | 1949-11-05 | 0.75 | Non-Lead
130 Haley St | Watertown | 13601 | No | Copper | No | Records | 1928-11-08 | 0.75 | Copper | Records | No | Single Family | Unknown | 1950-10-02 | 0.75 | Non-Lead
134 Haley St | Watertown | 13601 | No | Copper | Unknown | Records | 1938-01-07 | 0.75 |  |  | No | Single Family | Unknown |  | 0.75 |  | Unknown inside Data
135 Haley St | Watertown | 13601 | No | Copper | Unknown | Records | 1954-09-17 | 0.75 | Copper | Records | No | Single Family | Unknown | 1954-09-17 | 0.75 | Non-Lead
136-138 Haley St | Watertown | 13601 | No | Copper | Unknown | Records | 1948-06-25 | 0.75 | Copper | Records | No | Multi Family | Unknown | 1948-06-25 | 0.75 | Non-Lead
139 Haley St | Watertown | 13601 | No | Copper | Unknown | Records | 1939-04-20 | 0.75 | Copper | Records | No | Single Family | Unknown | 1959-09-16 | 0.75 | Non-Lead
141 Haley St | Watertown | 13601 | No | Copper | Unknown | Records | 1950-05-19 | 0.75 | Copper | Records | No | Single Family | Unknown | 1947-12-05 | 0.75 | Non-Lead
142 Haley St | Watertown | 13601 | No | Copper | Unknown | Records | 1947-08-26 | 0.75 | Copper | Records | No | Single Family | Unknown | 1947-08-26 | 0.75 | Non-Lead
145 Haley St | Watertown | 13601 | No | Copper | Unknown | Records | 1955-10-01 | 0.75 | Copper | Records | No | Multi Family | Unknown | 1936-04-10 | 0.75 | Non-Lead
146 Haley St | Watertown | 13601 | No | Copper | Unknown | Records | 1955-06-20 | 0.75 | Copper | Records | No | Single Family | Unknown | 1955-06-20 | 0.75 | Non-Lead
149 Haley St | Watertown | 13601 | No | Copper | Unknown | Records | 1968-07-16 | 0.75 | Copper | Records | No | Single Family | Unknown | 1962-06-27 | 0.75 | Non-Lead
150-152 Haley St | Watertown | 13601 | No | Copper | Unknown | Records | 1955-10-01 | 0.75 | Copper | Records | No | Multi Family | Unknown | 1983-07-25 | 0.75 | Non-Lead
153 Haley St | Watertown | 13601 | No | Copper | Unknown | Records | 1955-07-22 | 0.75 | Copper | Records | No | Single Family | Unknown | 1955-07-22 | 0.75 | Non-Lead
154 Haley St | Watertown | 13601 | No | Copper |  | Records | 1958-10-01 | 0.75 | [8 empty] | Unknown Address Location, Main tapped 1958
157 Haley St | Watertown | 13601 | No | Copper | Unknown | Records | 2003-10-07 | 0.75 | Copper | Records | No | Single Family | Unknown | 1928-06-21 | 0.75 | Non-Lead
158 Haley St | Watertown | 13601 | No | Copper | Unknown | Records | 1955-08-05 | 0.75 | Copper | Records | No | Multi Family | Unknown | 1955-08-05 | 0.75 | Non-Lead
161 Haley St | Watertown | 13601 | No | Copper | Unknown | Records | 1955-07-22 | 0.75 | Copper | Records | No | Single Family | Unknown | 1955-07-22 | 0.75 | Non-Lead
162 Haley St | Watertown | 13601 | No | Copper | Unknown | Records | 1955-10-01 | 0.75 | Copper | Records | No | Single Family | Unknown | 1959-10-30 | 0.75 | Non-Lead
165 Haley St | Watertown | 13601 | No | Copper | Unknown | Records | 1955-08-01 | 0.75 | Copper | Records | No | Single Family | Unknown | 1955-08-01 | 0.75 | Non-Lead
166 Haley St | Watertown | 13601 | No | Copper | Unknown | Records | 1955-06-21 | 0.75 | Copper | Records | No | Single Family | Unknown | 1955-06-21 | 0.75 | Non-Lead
169 Haley St | Watertown | 13601 | No | Copper | Unknown | Records | 1955-07-05 | 0.75 | Copper | Records | No | Single Family | Unknown | 1955-07-05 | 0.75 | Non-Lead
170 Haley St | Watertown | 13601 | No | Copper | Unknown | Records | 1955-07-14 | 0.75 | Copper | Records | No | Single Family | Unknown | 1955-07-14 | 0.75 | Non-Lead
173 Haley St | Watertown | 13601 | No | Copper | Unknown | Records | 1955-08-19 | 0.75 | Copper | Records | No | Single Family | Unknown | 1955-08-19 | 0.75 | Non-Lead
174 Haley St | Watertown | 13601 | No | Copper | Unknown | Records | 1955-10-01 | 0.75 | Copper | Records | No | Single Family | Unknown | 1955-10-01 | 0.75 | Non-Lead
177 Haley St | Watertown | 13601 | No | Copper | Unknown | Records | 1955-08-25 | 0.75 | Copper | Records | No | Single Family | Unknown | 1955-08-25 | 0.75 | Non-Lead
178 Haley St | Watertown | 13601 | No | Copper | Unknown | Records | 1955-08-25 | 0.75 | Copper | Records | No | Single Family | Unknown | 1955-08-25 | 0.75 | Non-Lead
181 Haley St | Watertown | 13601 | No | Copper | Unknown | Records | 1955-09-06 | 0.75 | Copper | Records | No | Single Family | Unknown | 1955-09-06 | 0.75 | Non-Lead
212 Haley St | Watertown | 13601 | No | Copper | Unknown | Records | 1952-08-14 | 0.75 | Copper | Records | No | Single Family | Unknown | 1952-08-14 | 0.75 | Non-Lead
213-215 Haley St | Watertown | 13601 | No | Copper | No | Records | 1953-04-13 | 0.75 | Copper | Records | No | Single Family | Unknown | 1953-04-13 | 0.75 | Non-Lead
216 Haley St | Watertown | 13601 | No | Copper | No | Records | 1952-08-14 | 0.75 | Copper | Records | No | Single Family | Unknown | 1952-08-14 | 0.75 | Non-Lead
219 Haley St | Watertown | 13601 | No | Copper | No | Records | 1953-04-13 | 0.75 | Copper | Records | No | Single Family | Unknown | 1953-04-13 | 0.75 | Non-Lead
220 Haley St | Watertown | 13601 | No | Copper | No | Records | 1952-08-14 | 0.75 | Copper | Records | No | Single Family | Unknown | 1952-08-14 | 0.75 | Non-Lead
225 Haley St | Watertown | 13601 | No | Copper | No | Records | 1953-04-13 | 0.75 | Copper | Records | No | Single Family | Unknown | 1953-04-13 | 0.75 | Non-Lead
226 Haley St | Watertown | 13601 | No | Copper | No | Records | 1957-08-22 | 0.75 | Copper | Records | No | Single Family | Unknown | 1957-08-22 | 0.75 | Non-Lead
229 Haley St | Watertown | 13601 | No | Copper | No | Records | 1953-04-13 | 0.75 | Copper | Records | No | Single Family | Unknown | 1953-05-29 | 0.75 | Non-Lead
232 Haley St | Watertown | 13601 | No | Copper | No | Records | 1952-10-03 | 0.75 | Copper | Records | No | Single Family | Unknown | 1952-10-03 | 0.75 | Non-Lead
233 Haley St | Watertown | 13601 | No | Copper | No | Records | 1952-12-15 | 0.75 | Copper | Records | No | Single Family | Unknown | 1952-12-15 | 0.75 | Non-Lead
236 Haley St | Watertown | 13601 | No | Copper | No | Records | 1952-08-05 | 0.75 | Copper | Records | No | Single Family | Unknown | 1952-08-05 | 0.75 | Non-Lead
239 Haley St | Watertown | 13601 | No | Copper | No | Records | 1952-10-15 | 0.75 | Copper | Records | No | Single Family | Unknown | 1952-12-15 | 0.75 | Non-Lead
242 Haley St | Watertown | 13601 | No | Copper | No | Records | 1954-05-20 | 0.75 | Copper | Records | No | Single Family | Unknown | 1954-05-20 | 0.75 | Non-Lead
243 Haley St | Watertown | 13601 | No | Copper | No | Records | 1954-03-25 | 0.75 | Copper | Records | No | Single Family | Unknown | 1954-03-25 | 0.75 | Non-Lead
246 Haley St | Watertown | 13601 | No | Copper | No | Records | 1955-09-21 | 0.75 | Copper | Records | No | Single Family | Unknown | 1955-09-21 | 0.75 | Non-Lead
249 Haley St | Watertown | 13601 | No | Copper | No | Records | 1955-05-12 | 0.75 | Copper | Records | No | Single Family | Unknown | 1955-05-12 | 0.75 | Non-Lead
252 Haley St | Watertown | 13601 | No | Copper | No | Records | 1953-08-11 | 0.75 | Copper | Records | No | Single Family | Unknown | 1953-08-11 | 0.75 | Non-Lead
255 Haley St | Watertown | 13601 | No | Copper | No | Records | 1952-06-16 | 0.75 | Copper | Records | No | Single Family | Unknown | 1952-06-16 | 0.75 | Non-Lead
258 Haley St | Watertown | 13601 | No | Copper | No | Records | 1953-05-15 | 0.75 | Copper | Records | No | Single Family | Unknown | 1953-05-15 | 0.75 | Non-Lead
262 Haley St | Watertown | 13601 | No | Copper | No | Records | 1954-04-19 | 0.75 | Copper | Records | No | Single Family | Unknown | 1954-04-19 | 0.75 | Non-Lead
Vacant Lot Between 152 & 158 Haley St | Watertown | 13601 | No | Copper | No | Records | 1955-06-01 | 0.75 | [8 empty] | Stubbed for future use
104 Hamilton St N | Watertown | 13601 | No | Copper | Unknown | Records | 2005-06-01 | 1 | Copper | Records | No | Multi Family | Unknown | 1934-11-05 | 0.75 | Non-Lead | Fed off of State St
109 Hamilton St N | Watertown | 13601 | No | Copper | Yes | Records | 2021-09-04 | 0.75 | Copper | Records | No | Single Family | Unknown | 2021-08-04 | 0.75 | Non-Lead | LRP
112 Hamilton St N | Watertown | 13601 | No | Copper | Unknown | Records | 1998-02-09 | 0.75 | Copper | Records | No | Single Family | Unknown | 1998-02-09 | 0.75 | Non-Lead
114-116 Hamilton St N | Watertown | 13601 | No | Copper | Unknown | Records | 2017-06-21 | 0.75 | Galvanized | Records | No | Multi Family | Unknown | 1908-03-21 | 0.75 | GSLRR
115 Hamilton St N | Watertown | 13601 | No | Copper | Unknown | Records | 2007-05-03 | 0.75 | Copper | Records | No | Multi Family | Unknown | 2007-05-03 | 0.75 | Non-Lead
117 Hamilton St N | Watertown | 13601 | No | Copper | Unknown | Records | 2004-05-10 | 0.75 | Copper | Records | No | Multi Family | Unknown | 2004-05-10 | 0.75 | Non-Lead
120 Hamilton St N | Watertown | 13601 | No | Copper | Unknown | Field Insp | 1922-09-06 | 0.75 | Copper | Records | No | Single Family | Unknown | 2004-06-23 | 0.75 | Non-Lead | LRP
121 Hamilton St N | Watertown | 13601 | No | Copper | Unknown | Records | 1983-01-19 | 0.75 | Copper | Records | No | Single Family | Unknown | 1983-01-19 | 0.75 | Non-Lead
124 Hamilton St N | Watertown | 13601 | No | Copper | Yes | Records | 2018-05-23 | 0.75 | Copper | Records | No | Single Family | Unknown | 2018-05-23 | 0.75 | Non-Lead | LRP
125 Hamilton St N | Watertown | 13601 | No | Copper | Unknown | Records | 1941-11-13 | 0.75 | Copper | Records | No | Multi Family | Unknown | 1941-11-13 | 0.75 | Non-Lead
126-128 Hamilton St N | Watertown | 13601 | No | Copper | Unknown | Records | 1976-09-03 | 0.75 | Copper | Records | No | Multi Family | Unknown | 1976-09-03 | 0.75 | Non-Lead
127 Hamilton St N | Watertown | 13601 | No | Copper | Unknown | Records | 1986-05-05 | 0.75 | Copper | Records | No | Single Family | Unknown | 1986-05-05 | 0.75 | Non-Lead
129 Hamilton St N | Watertown | 13601 | No | Copper | Unknown | Records | 1935-11-27 | 0.75 | Copper | Records | No | Multi Family | Unknown | 1935-11-27 | 0.75 | Non-Lead
130 Hamilton St N | Watertown | 13601 | No | Copper | Unknown | Records | 1951-06-25 | 0.75 | Copper | Records | No | Single Family | Unknown | 1951-06-25 | 0.75 | Non-Lead
133 Hamilton St N | Watertown | 13601 | No | Copper | Unknown | Records | 1999-06-07 | 0.75 | Copper | Records | No | Single Family | Unknown | 1999-06-07 | 0.75 | Non-Lead
136 Hamilton St N | Watertown | 13601 | No | Copper | Unknown | Records | 1970-09-08 | 0.75 | Copper | Records | No | Single Family | Unknown | 1970-09-08 | 0.75 | Non-Lead
139 Hamilton St N | Watertown | 13601 | No | Copper | Unknown | Records | 1936-10-15 | 0.75 | Copper | Records | No | Multi Family | Unknown | 1936-10-15 | 0.75 | Non-Lead
140 Hamilton St N | Watertown | 13601 | No | Copper | Unknown | Records | 1934-04-20 | 0.75 | Copper | Records | No | Business | Unknown | 1947-09-11 | 0.75 | Non-Lead
142 Hamilton St N | Watertown | 13601 | No | Copper | Unknown | Records | 1946-12-05 | 0.75 |  |  | No | Business | None |  |  |  | Unknown Inside Data
143 Hamilton St N | Watertown | 13601 | No | Copper | Unknown | Records | 1940-10-14 | 0.75 |  |  | No | Single Family | Unknown |  |  |  | Unknown Inside Data
200 Hamilton St N | Watertown | 13601 | No | Copper | Unknown | Records | 1928-05-22 | 0.75 | Copper | Records | No | Single Family | Unknown | 1928-05-22 | 0.75 | Non-Lead
202 Hamilton St N | Watertown | 13601 | No | Copper | Unknown | Records | 1928-05-24 | 0.75 | Copper | Records | No | Single Family | Unknown | 1928-05-24 | 0.75 | Non-Lead
203-205 Hamilton St N | Watertown | 13601 | No | Copper | Unknown | Records | 1994-03-08 | 1.5 | Copper | Records | No | Business | Unknown | 1994-03-08 | 1.5 | Non-Lead
208 Hamilton St N | Watertown | 13601 | No | Copper | Unknown | Records | 1930-06-02 | 0.75 | Copper | Records | No | Single Family | Unknown | 1999-08-20 | 0.75 | Non-Lead
212-214 Hamilton St N | Watertown | 13601 | No | Copper | Unknown | Records | 1930-05-23 | 0.75 | Copper | Records | No | Multi Family | Unknown | 1930-05-23 | 0.75 | Non-Lead
219 Hamilton St N | Watertown | 13601 | No | Copper | Unknown | Records | 1948-07-14 | 0.75 | Copper | Records | No | Single Family | Unknown | 1948-07-14 | 0.75 | Non-Lead
220 Hamilton St N | Watertown | 13601 | No | Copper | Unknown | Records | 1930-05-23 | 0.75 | Copper | Records | No | Single Family | Unknown | 1949-05-13 | 0.75 | Non-Lead
223 Hamilton St N | Watertown | 13601 | No | Copper | Unknown | Records | 1930-05-23 | 0.75 | Copper | Records | No | Single Family | Unknown | 1998-02-17 | 0.75 | Non-Lead
224 Hamilton St N | Watertown | 13601 | No | Copper | Unknown | Records | 1998-12-01 | 0.75 | Copper | Records | No | Multi Family | Unknown | 1998-12-01 | 0.75 | Non-Lead | Fed off of Gill St 4"
225 Hamilton St N | Watertown | 13601 | No | Copper | Unknown | Records | 1930-06-17 | 0.75 | Copper | Records | No | Multi Family | Unknown | 1930-06-14 | 0.75 | Non-Lead
231 Hamilton St N | Watertown | 13601 | No | Copper | Unknown | Records | 1930-05-23 | 0.75 | Copper | Records | No | Single Family | Unknown | 1969-11-24 | 0.75 | Non-Lead
232-234 Hamilton St N | Watertown | 13601 | No | Copper | Unknown | Records | 1934-05-12 | 0.75 | Copper | Records | No | Multi Family | Unknown | 2019-03-12 | 0.75 | Non-Lead
242 Hamilton St N | Watertown | 13601 | No | Copper | Unknown | Records | 1930-05-23 | 0.75 | Copper | Records | No | Single Family | Unknown | 1989-08-02 | 0.75 | Non-Lead
246 Hamilton St N | Watertown | 13601 | No | Copper | Unknown | Records | 1988-02-29 | 1 | Copper | Records | No | Single Family | Unknown | 1954-11-22 | 0.75 | Non-Lead
248 Hamilton St N | Watertown | 13601 | No | Copper | Unknown | Records | 1930-06-13 | 0.75 | Copper | Records | No | Single Family | Unknown | 1930-06-13 | 0.75 | Non-Lead
249-251 Hamilton St N | Watertown | 13601 | No | Copper | Unknown | Records | 1930-06-16 | 0.75 | Copper | Records | No | Multi Family | Unknown | 1930-06-06 | 0.75 | Non-Lead
254 Hamilton St N | Watertown | 13601 | No | Copper | Unknown | Records | 1930-06-13 | 0.75 | Copper | Records | No | Single Family | Unknown | 1991-07-17 | 0.75 | Non-Lead
261 Hamilton St N | Watertown | 13601 | No | Copper | Unknown | Records | 1934-10-17 | 0.75 | Copper | Records | No | Single Family | Unknown | 1934-10-25 | 0.75 | Non-Lead
300 Hamilton St N | Watertown | 13601 | No | Copper | Unknown | Records | 1933-05-18 | 0.75 | Copper | Records | No | Multi Family | Unknown | 1955-07-26 | 0.75 | Non-Lead | Fed off of Bronson St
301 Hamilton St N | Watertown | 13601 | No | Copper | Unknown | Records | 1934-10-17 | 0.75 |  |  | No | Single Family | Unknown |  | 0.75 |  | Unknown inside Data fed off of Bronson St
304-306 Hamilton St N | Watertown | 13601 | No | Copper | Unknown | Records | 1981-07-13 | 0.75 | Copper | Records | No | Multi Family | Unknown | 2006-08-29 | 0.75 | Non-Lead
310 Hamilton St N | Watertown | 13601 | No | Copper | Unknown | Records | 1981-07-10 | 0.75 | Galvanized |  | No | Single Family | Unknown |  | 0.75 | GSLRR | Unknown inside Data 3/4 Galvanized
311 Hamilton St N | Watertown | 13601 | No | Copper | Unknown | Records | 1954-06-11 | 0.75 | Copper | Records | No | Single Family | Unknown | 1954-06-08 | 0.75 | Non-Lead
314 Hamilton St N | Watertown | 13601 | No | Copper | Unknown | Records | 1936-05-14 | 0.75 | Copper | Records | No | Single Family | Unknown | 1936-05-14 | 0.75 | Non-Lead
315 Hamilton St N | Watertown | 13601 | No | Copper | Unknown | Records | 1955-12-13 | 0.75 |  |  | No | Single Family | Unknown |  |  |  | Unknown inside Data
317-319 Hamilton St N | Watertown | 13601 | No | Copper | Unknown | Records | 1954-09-09 | 0.75 | Copper | Records | No | Multi Family | Unknown | 1954-09-09 | 0.75 | Non-Lead
318 Hamilton St N | Watertown | 13601 | No | Copper | Unknown | Records | 1976-03-07 | 0.75 | Copper | Records | No | Single Family | Unknown | 1976-03-07 | 0.75 | Non-Lead
322 Hamilton St N | Watertown | 13601 | No | Copper | Unknown | Records | 1981-07-07 | 1 |  |  | No | Single Family | Unknown |  |  |  | Unknown Inside Data
323 Hamilton St N | Watertown | 13601 | No | Copper | Unknown | Records | 1936-03-26 | 0.75 | Copper | Records | No | Single Family | Unknown | 1936-03-25 | 0.75 | Non-Lead
324 Hamilton St N | Watertown | 13601 | No | Copper | Unknown | Records | 1934-04-09 | 0.75 |  |  | No | Single Family | Unknown |  |  |  | Unknown inside Data
331 Hamilton St N | Watertown | 13601 | No | Copper | Unknown | Records | 1940-12-06 | 0.75 | Copper | Records | No | Single Family | Unknown | 1940-12-06 | 0.75 | Non-Lead
333 Hamilton St N | Watertown | 13601 | No | Copper | Unknown | Records | 1940-12-09 | 0.75 |  |  | No | Single Family | Unknown |  |  |  | Unknown Inside Data
101-103 Hamilton St S | Watertown | 13601 | No | Copper | Unknown | Records | 2005-06-01 | 1 | Copper | Records | No | Multi Family | Unknown | 1989-07-27 | 1 | Non-Lead
104 Hamilton St S | Watertown | 13601 | No | Copper | Unknown | Records | 2005-06-01 | 1 | Galvanized | Records | No | Multi Family | Unknown | 1904-05-24 | 0.75 | GSLRR | 3/4 Galvanized inside
108 Hamilton St S | Watertown | 13601 | No | Copper | Unknown | Records | 2000-01-31 | 1 |  |  | No | Single Family | Unknown |  |  |  | Unknown inside Data
111 Hamilton St S | Watertown | 13601 | No | Copper | Unknown | Records | 2005-06-13 | 0.75 | Copper | Records | No | Single Family | Unknown | 2005-06-20 | 0.75 | Non-Lead
112 Hamilton St S | Watertown | 13601 | No | Copper | Unknown | Records | 1973-09-04 | 0.75 | Copper | Records | No | Single Family | Unknown | 1973-09-04 | 0.75 | Non-Lead
117-119 Hamilton St S | Watertown | 13601 | No | Copper | Unknown | Records | 1969-10-20 | 1 | Copper | Records |  | Business | Unknown | 1969-10-20 | 1 | Non-Lead
120 Hamilton St S | Watertown | 13601 | No | Copper | Unknown | Records | 1969-06-30 | 0.75 | Copper | Records | No | Single Family | Unknown | 1993-09-29 | 0.75 | Non-Lead | 8' Galvanized from C/S to 1' inside walk
123 Hamilton St S | Watertown | 13601 | No | Copper | Unknown | Records | 1928-06-20 | 0.75 | [8 empty] | 3/4 copper Hot Main to C/S
124 Hamilton St S | Watertown | 13601 | No | Copper | Unknown | Records | 1933-07-25 | 0.75 | Copper | Records | No | Single Family | Unknown | 1933-07-25 | 0.75 | Non-Lead
126 Hamilton St S | Watertown | 13601 | No | Copper | Unknown | Records | 1976-08-05 | 1 | Copper | Records | No | Multi Family | Unknown | 1996-05-31 | 1 | Non-Lead
127 Hamilton St S | Watertown | 13601 | No | Copper | Unknown | Records | 1954-11-01 | 0.75 | [8 empty] | 3/4" copper Hot Main to C/S
205 Hamilton St S | Watertown | 13601 | No | Copper | Unknown | Records | 1957-01-09 | 0.75 | Copper | Records | No | Single Family | Unknown | 1957-01-09 | 0.75 | Non-Lead
206 Hamilton St S | Watertown | 13601 | No | Copper | Unknown | Records | 1935-10-23 | 0.75 |  |  | No | Multi Family | Unknown |  |  |  | Unknown inside Data
207-209 Hamilton St S | Watertown | 13601 | No | Copper | Unknown | Records | 1945-07-18 | 0.75 | Copper | Records | No | Multi Family | Unknown | 1945-07-18 | 0.75 | Non-Lead
210 Hamilton St S | Watertown | 13601 | No | Copper | Unknown | Records | 2015-07-23 | 0.75 | Copper | Records | No | Multi Family | Unknown | 2015-07-24 | 0.75 | Non-Lead
213 Hamilton St S | Watertown | 13601 | No | Copper | Unknown | Records | 1949-06-15 | 0.75 | Copper | Records | No | Multi Family | Unknown | 1949-06-18 | 0.75 | Non-Lead
214 Hamilton St S | Watertown | 13601 | No | Copper | Unknown | Records | 1947-09-11 | 0.75 | Copper | Records | No | Multi Family | Unknown | 1947-09-11 | 0.75 | Non-Lead
221 Hamilton St S | Watertown | 13601 | No | Copper | Unknown | Records | 1928-05-21 | 0.75 | Copper | Records | No | Multi Family | Unknown | 1928-05-23 | 0.75 | Non-Lead
306 Hamilton St S | Watertown | 13601 | No | Copper | Unknown | Records | 1944-09-14 | 0.75 | Copper | Records | No | Single Family | Unknown | 1944-09-13 | 0.75 | Non-Lead
310 Hamilton St S | Watertown | 13601 | No | Copper | Unknown | Records | 1952-07-22 | 0.75 | Copper | Records | No | Single Family | Unknown | 2009-05-07 | 0.75 | Non-Lead
311 Hamilton St S | Watertown | 13601 | No | Copper | Unknown | Records | 1959-03-13 | 0.75 | Copper | Records | No | Single Family | Unknown | 1959-03-13 | 0.75 | Non-Lead
313-315 Hamilton St S | Watertown | 13601 | No | Copper | Unknown | Records | 2016-12-20 | 0.75 | Copper | Records | No | Multi Family | Unknown | 2016-12-20 | 0.75 | Non-Lead
314 Hamilton St S | Watertown | 13601 | No | Copper | Unknown | Records | 1950-08-14 | 0.75 | Copper | Records | No | Single Family | Unknown | 1950-08-14 | 0.75 | Non-Lead
317-319 Hamilton St S | Watertown | 13601 | No | Copper | Unknown | Records | 1989-10-23 | 0.75 | [8 empty] | 3/4" copper Hot Main to C/S cut and capped inside of walk
318 Hamilton St S | Watertown | 13601 | No | Copper | Unknown | Records | 2010-06-01 | 1 | Copper | Records | No | Multi Family | Unknown | 1934-03-19 | 0.75 | Non-Lead | Fed off of Riggs Ave
322-324 Hamilton St S | Watertown | 13601 | No | Copper | Unknown | Records | 1994-12-15 | 1 | Copper | Records | No | Multi Family | Unknown | 1994-12-15 | 1 | Non-Lead
326-328 Hamilton St S | Watertown | 13601 | No | Copper | Yes | Records | 2021-07-27 | 1 | Copper | Records | No | Multi Family | Unknown | 2021-07-27 | 1 | Non-Lead | LRP
330-332 Hamilton St S | Watertown | 13601 | No | Copper | Unknown | Records | 1973-12-07 | 0.75 | Copper | Records | No | Multi Family | Unknown | 1973-12-07 | 0.75 | Non-Lead
331 Hamilton St S | Watertown | 13601 | No | Copper | Unknown | Records | 2012-04-20 | 0.75 | Copper | Records | No | Multi Family | Unknown | 2012-04-19 | 0.75 | Non-Lead | Fed off of Harrison St
334 Hamilton St S | Watertown | 13601 | No | Copper | Unknown | Records | 1926-06-22 | 0.75 | Copper | Records | No | Single Family | Unknown | 1980-10-10 | 0.75 | Non-Lead
338 Hamilton St S | Watertown | 13601 | No | Copper | Unknown | Records | 1942-04-02 | 0.75 | Galvanized | Records | No | Single Family | Unknown | 1944-05-15 | 0.75 | GSLRR | Galvanized inside
344 Hamilton St S | Watertown | 13601 | No | Copper | Unknown | Records | 1934-06-25 | 0.75 | Copper | Records | No | Single Family | Unknown | 1934-06-25 | 0.75 | Non-Lead
348 Hamilton St S | Watertown | 13601 | No | Copper | Unknown | Records | 1958-07-29 | 0.75 | Copper | Records | No | Single Family | Unknown | 1958-08-22 | 0.75 | Non-Lead | Fed off of Salina St
351 Hamilton St S | Watertown | 13601 | No | Copper | Unknown | Records | 1935-09-28 | 0.75 | Copper | Records | No | Single Family | Unknown | 1961-05-04 | 0.75 | Non-Lead
401 Hamilton St S | Watertown | 13601 | No | Copper | Unknown | Records | 1970-11-30 | 0.75 | Copper | Records | No | Single Family | Unknown | 1970-11-30 | 0.75 | Non-Lead
407 Hamilton St S | Watertown | 13601 | No | Copper | Unknown | Records | 1935-07-08 | 0.75 |  |  | No | Single Family | Unknown |  |  |  | Unknown inside Data
410 Hamilton St S | Watertown | 13601 | Unknown | [8 empty] | Single Family | Unknown |  |  |  | Unknown Data inside or city side
411 Hamilton St S | Watertown | 13601 | No | Copper | Unknown | Records | 1957-04-27 | 0.75 | Copper | Records | No | Single Family | Unknown | 1957-04-27 | 0.75 | Non-Lead
412 Hamilton St S | Watertown | 13601 | No | Copper | Unknown | Records | 1953-05-12 | 0.75 | Copper | Records | No | Single Family | Unknown | 2007-10-17 | 0.75 | Non-Lead
413 Hamilton St S | Watertown | 13601 | No | Copper | Unknown | Records | 1936-06-19 | 0.75 | Copper | Records | No | Single Family | Unknown | 1936-06-19 | 0.75 | Non-Lead
414 Hamilton St S | Watertown | 13601 | No | Copper | Unknown | Records | 2001-07-31 | 0.75 | Copper | Records | No | Single Family | Unknown | 1970-04-29 | 0.75 | Non-Lead
417 Hamilton St S | Watertown | 13601 | No | Copper | Unknown | Records | 1998-04-14 | 1 | Copper | Records | No | Single Family | Unknown | 1998-04-14 | 1 | Non-Lead
419-421 Hamilton St S | Watertown | 13601 | No | Copper | Unknown | Records | 1935-07-08 | 0.75 | Copper | Records | No | Multi Family | Unknown | 1992-05-11 | 0.75 | Non-Lead
423 Hamilton St S | Watertown | 13601 | No | Copper | Unknown | Records | 1952-06-12 | 0.75 | Copper | Records | No | Single Family | Unknown | 1952-06-12 | 0.75 | Non-Lead
426 Hamilton St S | Watertown | 13601 | No | Copper | Unknown | Records | 1989-08-15 | 1 | Copper | Records | No | Single Family | Unknown | 1989-08-15 | 1 | Non-Lead
429 Hamilton St S | Watertown | 13601 | No | Copper | Yes | Records | 2018-07-19 | 1 | Galvanized | Records | No | Single Family | Unknown |  | 1 | GSLRR | Unknown inside Data LRP on city side
430 Hamilton St S | Watertown | 13601 | No | Copper | Unknown | Records | 1934-04-07 | 0.75 | Copper | Records | No | Single Family | Unknown | 1975-08-27 | 0.75 | Non-Lead
432 Hamilton St S | Watertown | 13601 | No | Copper | Unknown | Records | 1934-05-03 | 0.75 | Copper | Records | No | Single Family | Unknown | 1934-05-03 | 0.75 | Non-Lead
435 Hamilton St S | Watertown | 13601 | No | Copper | Unknown | Records | 1937-04-13 | 0.75 | Copper | Records | No | Single Family | Unknown | 1947-04-17 | 0.75 | Non-Lead
436 Hamilton St S | Watertown | 13601 | No | Copper | Unknown | Records | 1934-05-25 | 0.75 | Copper | Records | No | Single Family | Unknown | 1934-05-31 | 0.75 | Non-Lead
440-442 Hamilton St S | Watertown | 13601 | No | Copper | Unknown | Records | 2008-08-05 | 1 | Copper | Records | No | Multi Family | Unknown | 2008-08-05 | 1 | Non-Lead
441 Hamilton St S | Watertown | 13601 | No | Copper | Unknown | Records | 1963-10-11 | 0.75 | Copper | Records | No | Single Family | Unknown | 1963-10-11 | 0.75 | Non-Lead
444-446 Hamilton St S | Watertown | 13601 | No | Copper | Unknown | Records | 1946-11-20 | 0.75 | Copper | Records | No | Multi Family | Unknown | 1946-11-21 | 0.75 | Non-Lead
451 Hamilton St S | Watertown | 13601 | Unknown | Unknown | Unknown | Records | 1931-10-31 | 0.75 | Unknown |  |  | Single Family | Unknown |  | 0.75 | Unknown | Unknown Data inside and city side
509 Hamilton St S | Watertown | 13601 | No | Copper | Unknown | Records | 1936-05-28 | 0.75 | Copper | Records | No | Single Family | Unknown | 1966-11-25 | 0.75 | Non-Lead
510 Hamilton St S | Watertown | 13601 | No | Copper | Unknown | Records | 1939-09-14 | 0.75 |  |  | No | Single Family | Unknown | 1924-06-12 | 0.75 |  | Unknown inside Data
511 Hamilton St S | Watertown | 13601 | No | Copper | Unknown | Records | 1930-10-23 | 0.75 | Copper | Records | No | Single Family | Unknown | 1930-10-23 | 0.75 | Non-Lead
514 Hamilton St S | Watertown | 13601 | No | Copper | Unknown | Records | 1939-09-30 | 0.75 | Copper | Records | No | Single Family | Unknown | 2018-02-21 | 0.75 | Non-Lead
517 Hamilton St S | Watertown | 13601 | No | Copper | Unknown | Records | 1939-09-29 | 0.75 | Copper | Records | No | Single Family | Unknown | 1934-05-04 | 0.75 | Non-Lead
520 Hamilton St S | Watertown | 13601 | No | Copper | Unknown | Records | 1939-09-30 | 0.75 | Copper | Records | No | Single Family | Unknown | 1979-05-24 | 0.75 | Non-Lead
521 Hamilton St S | Watertown | 13601 | No | Copper | Unknown | Records | 1939-09-14 | 0.75 | Copper | Records | No | Single Family | Unknown | 1973-06-12 | 0.75 | Non-Lead
524 Hamilton St S | Watertown | 13601 | No | Copper | Unknown | Records | 1939-09-25 | 0.75 | Galvanized | Records | No | Single Family | Unknown | 1924-08-02 | 0.75 | GSLRR | Galvanized inside
525 Hamilton St S | Watertown | 13601 | No | Copper | Unknown | Records | 1939-09-20 | 0.75 |  |  | No | Single Family | Unknown |  |  |  | Unknown inside Data
528 Hamilton St S | Watertown | 13601 | No | Copper | Unknown | Records | 1939-09-21 | 0.75 | Copper | Records | No | Single Family | Unknown | 2022-08-22 | 0.75 | Non-Lead
529 Hamilton St S | Watertown | 13601 | No | Copper | Unknown | Records | 1939-09-14 | 0.75 |  |  | No | Single Family | Unknown |  | 0.75 |  | Unknown inside Data
532 Hamilton St S | Watertown | 13601 | No | Copper | Unknown | Records | 1939-09-19 | 0.75 | Copper | Records | No | Single Family | Unknown | 1983-11-25 | 0.75 | Non-Lead
536 Hamilton St S | Watertown | 13601 | No | Copper | Unknown | Records | 2013-11-18 | 0.75 | Copper | Records | No | Single Family | Unknown | 1982-09-13 | 0.75 | Non-Lead
603 Hamilton St S | Watertown | 13601 | No | Copper | Unknown | Records | 2003-11-06 | 0.75 | Copper | Records | No | Single Family | Unknown | 2003-11-07 | 0.75 | Non-Lead
605 Hamilton St S | Watertown | 13601 | No | Copper | Unknown | Records | 1939-09-19 | 0.75 | Copper | Records | No | Single Family | Unknown | 2008-01-15 | 0.75 | Non-Lead
607 Hamilton St S | Watertown | 13601 | No | Copper | Unknown | Records | 1956-08-08 | 0.75 | Copper | Records | No | Single Family | Unknown | 1956-08-08 | 0.75 | Non-Lead
609 Hamilton St S | Watertown | 13601 | Unknown | Unknown | Unknown |  |  | 0.75 | Copper | Records |  | Single Family | Unknown | 2014-11-06 | 0.75 | Unknown | Unknown city side Data
615 Hamilton St S | Watertown | 13601 | No | Copper | Unknown | Records |  | 0.75 | Copper | Records | No | Single Family | Unknown | 1992-09-30 | 0.75 | Non-Lead | Unknown city side Data
617 Hamilton St S | Watertown | 13601 | No | Copper | Unknown | Records | 1928-05-16 | 0.75 | Copper | Records | No | Single Family | Unknown | 2001-02-02 | 1 | Non-Lead
620 Hamilton St S | Watertown | 13601 | No | Copper | No | Records | 1957-06-28 | 0.75 | Copper | Records | No | Single Family | Unknown | 1957-06-28 | 0.75 | Non-Lead
623 Hamilton St S | Watertown | 13601 | No | Copper | Unknown | Records | 1990-02-28 | 1 |  |  | No | Single Family | Unknown |  |  |  | Unknown inside Data
626 Hamilton St S | Watertown | 13601 | No | Copper | No | Records | 1955-07-13 | 0.75 | Copper | Records | No | Single Family | Unknown | 1955-07-13 | 0.75 | Non-Lead
627 Hamilton St S | Watertown | 13601 | No | Copper | No | Records | 1954-05-20 | 0.75 | Copper | Records | No | Single Family | Unknown | 1954-05-20 | 0.75 | Non-Lead
632 Hamilton St S | Watertown | 13601 | No | Copper | No | Records | 1955-07-19 | 0.75 | Copper | Records | No | Single Family | Unknown | 1955-07-19 | 0.75 | Non-Lead
633 Hamilton St S | Watertown | 13601 | No | Copper | No | Records | 1955-09-08 | 0.75 | Copper | Records | No | Single Family | Unknown | 1955-09-08 | 0.75 | Non-Lead
636 Hamilton St S | Watertown | 13601 | No | Copper | No | Records | 1955-07-28 | 0.75 | Copper | Records | No | Single Family | Unknown | 1955-07-28 | 0.75 | Non-Lead
640 Hamilton St S | Watertown | 13601 | No | Copper | No | Records | 1957-04-22 | 0.75 | Copper | Records | No | Single Family | Unknown | 1957-04-22 | 0.75 | Non-Lead
647 Hamilton St S | Watertown | 13601 | No | Copper | No | Records | 1989-07-07 | 1 | Copper | Records | No | Single Family | Unknown | 1989-07-07 | 1 | Non-Lead
648 Hamilton St S | Watertown | 13601 | No | Copper | No | Records | 1957-04-23 | 0.75 | Copper | Records | No | Single Family | Unknown | 1957-04-23 | 0.75 | Non-Lead
651 Hamilton St S | Watertown | 13601 | No | Copper | No | Records | 1953-08-19 | 0.75 | Copper | Records | No | Single Family | Unknown | 1953-08-19 | 0.75 | Non-Lead
655 Hamilton St S | Watertown | 13601 | No | Copper | No | Records | 1953-08-19 | 0.75 | Copper | Records | No | Single Family | Unknown | 1953-08-19 | 0.75 | Non-Lead
658 Hamilton St S | Watertown | 13601 | No | Copper | No | Records | 1957-05-20 | 0.75 | Copper | Records | No | Single Family | Unknown | 1957-05-20 | 0.75 | Non-Lead
659 Hamilton St S | Watertown | 13601 | No | Copper | No | Records | 1953-08-19 | 0.75 | Copper | Records | No | Single Family | Unknown | 1953-08-19 | 0.75 | Non-Lead
662 Hamilton St S | Watertown | 13601 | No | Copper | No | Records | 1939-05-18 | 0.75 |  |  | No | Single Family | Unknown |  | 0.75 |  | Unknown inside Data
663 Hamilton St S | Watertown | 13601 | No | Copper | No | Records | 1953-08-19 | 0.75 | Copper | Records | No | Single Family | Unknown | 1953-08-19 | 0.75 | Non-Lead
664 Hamilton St S | Watertown | 13601 | No | Copper | No | Records | 1941-05-06 | 0.75 |  |  | No | Single Family | Unknown | 1941-05-12 | 0.75 |  | Unknown inside Data
667 Hamilton St S | Watertown | 13601 | No | Copper | No | Records | 1953-08-11 | 0.75 | Copper | Records | No | Single Family | Unknown | 1953-08-11 | 0.75 | Non-Lead
671 Hamilton St S | Watertown | 13601 | No | Copper | No | Records | 1953-05-27 | 0.75 | Copper | Records | No | Single Family | Unknown | 1953-05-27 | 0.75 | Non-Lead
674 Hamilton St S | Watertown | 13601 | No | Copper | No | Records | 1936-06-04 | 0.75 | Copper | Records | No | Single Family | Unknown | 1936-06-04 | 0.75 | Non-Lead
675 Hamilton St S | Watertown | 13601 | No | Copper | No | Records | 1952-09-11 | 0.75 | Copper | Records | No | Single Family | Unknown | 1952-09-11 | 0.75 | Non-Lead
679 Hamilton St S | Watertown | 13601 | No | Copper | No | Records | 1952-05-23 | 0.75 | Copper | Records | No | Single Family | Unknown | 1952-05-23 | 0.75 | Non-Lead
682 Hamilton St S | Watertown | 13601 | No | Copper | No | Records | 1953-07-29 | 0.75 | Copper | Records | No | Single Family | Unknown | 1953-07-29 | 0.75 | Non-Lead
683 Hamilton St S | Watertown | 13601 | No | Copper | No | Records | 1948-05-24 | 0.75 |  |  | No | Single Family | Unknown | 1948-05-24 | 0.75 |  | Unknown Inside Material
686 Hamilton St S | Watertown | 13601 | No | Copper | No | Records | 1937-07-14 | 0.75 | Copper | Records | No | Single Family | Unknown | 1937-07-12 | 0.75 | Non-Lead
691 Hamilton St S | Watertown | 13601 | No | Copper | No | Records | 1953-10-28 | 0.75 | Copper | Records | No | Single Family | Unknown | 1953-10-28 | 0.75 | Non-Lead
507 Hamlin St | Watertown | 13601 | Unknown |  | Unknown |  | 1918-04-18 | 1 |  |  |  | Multi Family | Unknown |  |  |  | Unknown Data inside and city side
512 Hamlin St | Watertown | 13601 | No | Copper | Unknown | Records | 1930-10-25 | 0.75 | Copper | Records | No | Multi Family | Unknown | 1930-10-25 | 0.75 | Non-Lead
513 Hamlin St | Watertown | 13601 | No | Copper | Unknown | Records | 1930-05-12 | 0.75 | Copper | Records | No | Multi Family | Unknown | 1951-09-27 | 0.75 | Non-Lead
516 Hamlin St | Watertown | 13601 | No | Copper | Unknown | Records | 1930-10-16 | 0.75 | Copper | Records | No | Multi Family | Unknown | 1930-10-16 | 0.75 | Non-Lead
517 Hamlin St | Watertown | 13601 | No | Copper | Unknown | Records | 1948-04-09 | 1 | Copper | Records | No | Multi Family | Unknown | 1948-04-09 | 1 | Non-Lead
520 Hamlin St | Watertown | 13601 | Unknown |  | Unknown | Records | 1920-06-29 | 1 | Copper | Records | No | Single Family | Unknown | 1987-04-13 | 0.75 |  | Unknown City side Data
521 Hamlin St | Watertown | 13601 | No | Copper | Unknown | Records | 1926-05-11 | 0.75 | Copper | Records | No | Single Family | Unknown | 1926-05-12 | 0.75 | Non-Lead
524 Hamlin St | Watertown | 13601 | No | Copper | Unknown | Records | 1930-10-21 | 0.75 | Copper | Records | No | Single Family | Unknown | 1930-10-21 | 0.75 | Non-Lead
527 Hamlin St | Watertown | 13601 | No | Copper | Unknown | Records | 1930-10-22 | 0.75 |  |  | No | Single Family | Unknown |  |  |  | Unknown inside Data
531 Hamlin St | Watertown | 13601 | No | Copper | Unknown | Records | 1978-06-28 | 0.75 | Copper | Records | No | Multi Family | Unknown | 1977-08-02 | 0.75 | Non-Lead
614-616 Hamlin St | Watertown | 13601 | No | Copper | Unknown | Records | 1957-05-06 | 0.75 | Copper | Records | No | Multi Family | Unknown | 1957-05-06 | 1 | Non-Lead
617-619 Hamlin St | Watertown | 13601 | No | Copper | Unknown | Records | 1960-10-12 | 0.75 | Copper | Records | No | Multi Family | Unknown | 2011-12-05 | 0.75 | Non-Lead
624 Hamlin St | Watertown | 13601 | No | Copper | Unknown | Records | 1930-06-10 | 0.75 | Copper | Records | No | Single Family | Unknown | 1930-06-10 | 0.75 | Non-Lead
Abandoned Service Between 507 & 513 Hamlin St | Watertown | 13601 | Unknown | Galvanized | Unknown | Records |  | 0.75
610 Hancock St | Watertown | 13601 | No | Unknown | Unknown | Records | 1924-07-18 | 1 | Copper | Records | No | Single Family | Unknown | 2004-03-08 | 0.75 | Unknown | Unknown city side Material
611 Hancock St | Watertown | 13601 | No | Copper | Yes | Records | 2019-08-13 | 0.75 | Copper | Records | No | Single Family | Unknown | 2019-08-26 | 0.75 | Non-Lead | LRP
614 Hancock St | Watertown | 13601 | Unknown | Galvanized | Unknown | Records | 1924-07-18 | 1 | Copper | Records | No | Single Family | Unknown | 1991-05-30 | 1 | Non-Lead | 1" Galvanized main to c/s
615 Hancock St | Watertown | 13601 | No | Copper | Unknown | Records | 1986-11-07 | 0.75 | Copper | Records | No | Single Family | Unknown | 1986-11-07 | 0.75 | Non-Lead
618 Hancock St | Watertown | 13601 | No | Copper | Unknown | Records | 2009-08-27 | 0.75 | Copper | Records | No | Multi Family | Unknown | 1937-09-21 | 0.75 | Non-Lead
619 Hancock St | Watertown | 13601 | No | Copper | Unknown | Records | 1952-07-21 | 0.75 | Copper | Records | No | Single Family | Unknown | 1952-07-21 | 0.75 | Non-Lead
622 Hancock St | Watertown | 13601 | No | Copper | Yes | Records | 2020-07-23 | 1 | Copper | Records | No | Single Family | Unknown | 2014-09-09 | 1 | Non-Lead | LRP
626 Hancock St | Watertown | 13601 | No | Copper | Yes | Records | 2018-09-20 | 1 | Copper | Records | No | Single Family | Unknown | 2015-12-01 | 1 | Non-Lead | LRP
627 Hancock St | Watertown | 13601 | No | Copper | Unknown | Records | 1950-04-20 | 0.75 | Copper | Records | No | Single Family | Unknown | 1950-04-20 | 0.75 | Non-Lead
629 Hancock St | Watertown | 13601 | No | Copper | Unknown | Records | 1950-05-16 | 0.75 | Copper | Records | No | Multi Family | Unknown | 1950-05-16 | 0.75 | Non-Lead
703 Hancock St | Watertown | 13601 | No | Copper | Unknown | Records | 1941-04-23 | 0.75 | Copper | Records | No | Single Family | Unknown | 1941-04-23 | 0.75 | Non-Lead
706 Hancock St | Watertown | 13601 | No | Copper | Unknown | Records | 2002-05-23 | 0.75 | Copper | Records | No | Single Family | Unknown | 2002-05-23 | 0.75 | Non-Lead
710 Hancock St | Watertown | 13601 | No | Copper | Unknown | Records | 1969-06-03 | 0.75 | Copper | Records | No | Multi Family | Unknown | 1969-06-03 | 0.75 | Non-Lead
711 Hancock St | Watertown | 13601 | Unknown | Unknown | Unknown | Records | 1924-06-27 | 1 | Copper | Records | No | Single Family | Unknown | 1981-04-08 | 0.75 | Unknown | Unknown city side Material
715 Hancock St | Watertown | 13601 | No | Copper | Unknown | Records | 1936-09-01 | 0.75 | Copper | Records | No | Single Family | Unknown | 1936-09-01 | 0.75 | Non-Lead
721 Hancock St | Watertown | 13601 | No | Copper | Unknown | Records | 1941-04-16 | 0.75 | Copper |  | No | Single Family | Unknown | 1941-04-16 | 0.75 | Non-Lead
724 Hancock St | Watertown | 13601 | Unknown | Unknown | Unknown | Records | 1924-07-16 | 0.75 | Copper | Records | No | Single Family | Unknown | 1932-01-09 | 0.75 | Unknown | Unknown city side Material
725 Hancock St | Watertown | 13601 | No | Copper | Unknown | Records | 1964-07-02 | 0.75 | Copper | Records | No | Single Family | Unknown | 1964-07-02 | 0.75 | Non-Lead
726 Hancock St | Watertown | 13601 | No | Copper | Unknown | Records | 1951-10-15 | 0.75 | Copper | Records | No | Single Family | Unknown | 1951-10-15 | 0.75 | Non-Lead
730 Hancock St | Watertown | 13601 | No | Copper | Unknown | Records | 1951-10-08 | 0.75 | Copper | Records | No | Multi Family | Unknown | 1951-10-08 | 0.75 | Non-Lead
732 Hancock St | Watertown | 13601 | No | Copper | Yes | Records | 1920-07-16 | 0.75 |  |  | No | Single Family | Unknown | 1916-11-20 | 0.75 |  | Unknown inside Data. LRP
733 Hancock St | Watertown | 13601 | No | Copper | Yes | Records | 1980-02-14 | 0.75 |  |  | No | Single Family | Unknown |  | 0.75 |  | Unknown inside Data
737 Hancock St | Watertown | 13601 | No | Copper | Yes | Records | 2020-07-15 | 0.75 | Copper | Records | No | Single Family | Unknown | 1950-06-09 | 0.75 | Non-Lead | LRP
740 Hancock St | Watertown | 13601 | No | Copper | Unknown | Records | 1948-04-19 | 0.75 | Copper | Records | No | Single Family | Unknown | 1948-04-19 | 0.75 | Non-Lead
741 Hancock St | Watertown | 13601 | No | Copper | Unknown | Records | 1999-10-01 | 1 | Copper | Records | No | Single Family | Unknown | 1999-10-01 | 1 | Non-Lead
744 Hancock St | Watertown | 13601 | No | Copper | Unknown | Records | 1953-04-06 | 0.75 | Copper | Records | No | Single Family | Unknown | 1953-04-06 | 0.75 | Non-Lead
117 Haney St | Watertown | 13601 | No | Copper | Unknown | Records | 1938-06-15 | 0.75 | Copper | Records | No | Single Family | Unknown | 1970-07-31 | 0.75 | Non-Lead
118 Haney St | Watertown | 13601 | No | Copper | No | Records | 1941-08-04 | 0.75 | Copper | Records | No | Single Family | Unknown | 1941-08-19 | 0.75 | Non-Lead
120 Haney St | Watertown | 13601 | No | Copper | No | Records | 1937-07-02 | 0.75 | [8 empty] | Demolished 3/4 copper Hot main to c/s
123 Haney St | Watertown | 13601 | No | Copper | Unknown | Records | 1938-06-17 | 0.75 |  |  | No | Multi Family | Unknown |  | 0.75 |  | Unknown inside Data
129 Haney St | Watertown | 13601 | No | Copper | Unknown | Records | 1932-12-30 | 0.75 |  |  | No | Single Family | Unknown |  | 0.75 |  | Unknown inside Data
149 Haney St | Watertown | 13601 | No | Copper | Unknown | Records | 1965-05-18 | 0.75 | Copper | Records | No | Single Family | Unknown | 1965-05-18 | 0.75 | Non-Lead
150 Haney St | Watertown | 13601 | No | Copper | Unknown | Records | 1928-06-27 | 0.75 | Copper | Records | No | Single Family | Unknown | 1961-08-17 | 0.75 | Non-Lead
153 Haney St | Watertown | 13601 | No | Copper | Unknown | Records | 1926-05-24 | 0.75 |  |  | No | Single Family | Unknown |  | 0.75 |  | Unknown inside Data
159 Haney St | Watertown | 13601 | Unknown | Unknown | Unknown | Records |  | 0.75 |  |  |  | Single Family | Unknown |  | 0.75 |  | Unknown inside and city side Data
162 Haney St | Watertown | 13601 | No | Copper | No | Records | 1950-05-04 | 0.75 | Copper | Records | No | Single Family | Unknown | 1950-05-04 | 0.75 | Non-Lead
171 Haney St | Watertown | 13601 | No | Copper | Unknown | Records | 2005-12-28 | 0.75 | Copper | Records | No | Single Family | Unknown | 1972-10-10 | 0.75 | Non-Lead
172 Haney St | Watertown | 13601 | No | Copper | No | Records | 1927-05-19 | 0.75 | Galvanized | Records | No | Single Family | Unknown |  | 0.75 | Non-Lead
178 Haney St | Watertown | 13601 | No | Copper | Unknown | Records | 1934-07-24 | 0.75 | Copper | Records | No | Single Family | Unknown | 1961-03-10 | 0.75 | Non-Lead
183 (Vacant Lot) Haney St | Watertown | 13601 | No | Unknown | No | Records | 1934-08-09 | 0.75 | [8 empty] | stub
185 Haney St | Watertown | 13601 | No | Copper | No | Records | 1970-08-05 | 0.75 | Copper | Records | No | Multi Family | Unknown | 1970-08-05 | 0.75 | Non-Lead
202 Haney St | Watertown | 13601 | No | Copper | No | Records | 1950-04-18 | 0.75 | Copper | Records | No | Single Family | Unknown | 1950-04-18 | 0.75 | Non-Lead
217 Haney St | Watertown | 13601 | No | Copper | No | Records | 1936-07-28 | 0.75 | Copper | Records | No | Single Family | Unknown | 1936-07-28 | 0.75 | Non-Lead
300 & 306 Haney St | Watertown | 13601 | No | Copper | No | Records | 1998-04-07 | 1 | Copper | Records | No | Single Family | Unknown | 1998-04-09 | 0.75 | Non-Lead
202 Harewood Ave | Watertown | 13601 | No | Copper | No | Records | 1948-05-04 | 0.75 | Copper | Records | No | Single Family | Unknown | 1948-05-04 | 0.75 | Non-Lead
204 Harewood Ave | Watertown | 13601 | No | Copper | No | Records | 1948-05-06 | 0.75 | Copper | Records | No | Single Family | Unknown | 1948-05-06 | 0.75 | Non-Lead
206 Harewood Ave | Watertown | 13601 | No | Copper | No | Records | 1948-05-04 | 0.75 | Copper | Records | No | Single Family | Unknown | 1948-05-04 | 0.75 | Non-Lead
210 Harewood Ave | Watertown | 13601 | No | Copper | No | Records | 1948-05-11 | 0.75 | Copper | Records | No | Single Family | Unknown | 1948-05-11 | 0.75 | Non-Lead
211 Harewood Ave | Watertown | 13601 | No | Copper | Unknown | Records | 1948-05-20 | 0.75 | Copper | Records | No | Single Family | Unknown | 1928-05-08 | 0.75 | Non-Lead
215 Harewood Ave | Watertown | 13601 | No | Copper | Unknown | Records | 1948-05-24 | 0.75 | Copper | Records | No | Single Family | Unknown | 1928-05-08 | 0.75 | Non-Lead
217 Harewood Ave | Watertown | 13601 | No | Copper | Unknown | Records | 1948-05-20 | 0.75 |  | Records | No | Single Family | Unknown |  | 0.75 |  | Unknown inside Data
219-221 Harewood Ave | Watertown | 13601 | No | Copper | No | Records | 1948-05-06 | 0.75 | Copper | Records | No | Multi Family | Unknown | 1948-05-06 | 0.75 | Non-Lead
226 Harewood Ave | Watertown | 13601 | No | Copper | No | Records | 1947-07-09 | 0.75 | Copper | Records | No | Single Family | Unknown | 1947-07-09 | 0.75 | Non-Lead | Fed off of Ward St
227 Harewood Ave | Watertown | 13601 | No | Copper | No | Records | 1948-07-01 | 0.75 | Copper | Records | No | Single Family | Unknown | 1948-07-01 | 0.75 | Non-Lead
231 Harewood Ave | Watertown | 13601 | No | Copper | No | Records | 1948-06-24 | 0.75 | Copper | Records | No | Single Family | Unknown | 1948-06-24 | 0.75 | Non-Lead
1105 Harris Dr | Watertown | 13601 | No | Copper | No | Records | 1964-04-30 | 0.75 | Copper | Records | No | Single Family | Unknown | 1964-04-30 | 0.75 | Non-Lead
1106 Harris Dr | Watertown | 13601 | No | Copper | No | Records | 1963-05-10 | 0.75 |  |  | No | Single Family | Unknown |  | 0.75 |  | Unknown Inside Data
1114 Harris Dr | Watertown | 13601 | No | Copper | No | Records | 1961-05-08 | 0.75 | Copper | Records | No | Single Family | Unknown | 1931-05-08 | 0.75 | Non-Lead
1115 Harris Dr | Watertown | 13601 | No | Copper | No | Records | 1960-08-11 | 0.75 |  |  | No | Single Family | Unknown |  | 0.75 |  | Unknown inside Data
1122 Harris Dr | Watertown | 13601 | No | Copper | No | Records | 1964-05-14 | 0.75 | Copper | Records | No | Single Family | Unknown | 1964-04-14 | 0.75 | Non-Lead
1125 Harris Dr | Watertown | 13601 | No | Copper | No | Records | 1966-07-07 | 0.75 | Copper | Records | No | Single Family | Unknown | 1966-07-07 | 0.75 | Non-Lead
1133 Harris Dr | Watertown | 13601 | No | Copper | No | Records | 1964-05-20 | 0.75 | Copper | Records | No | Single Family | Unknown | 1964-05-20 | 0.75 | Non-Lead
1208 Harris Dr | Watertown | 13601 | No | Copper | Unknown | Records | 1964-04-16 | 0.75 | Copper | Records | No | Single Family | Unknown | 1964-04-16 | 0.75 | Non-Lead
1209 Harris Dr | Watertown | 13601 | No | Copper | No | Records | 1960-06-02 | 0.75 | Copper | Records | No | Single Family | Unknown | 1960-06-02 | 0.75 | Non-Lead
1214 Harris Dr | Watertown | 13601 | No | Copper | No | Records | 1964-07-13 | 0.75 | Copper | Records | No | Single Family | Unknown | 1964-07-13 | 0.75 | Non-Lead
1220 Harris Dr | Watertown | 13601 | No | Copper | No | Records | 1962-05-23 | 0.75 | Copper | Records | No | Single Family | Unknown | 1962-05-23 | 0.75 | Non-Lead
1223 Harris Dr | Watertown | 13601 | No | Copper | No | Records | 1961-10-20 | 0.75 |  |  | No | Single Family | Unknown |  | 0.75 |  | Unknown inside Data
1231 Harris Dr | Watertown | 13601 | No | Copper | No | Records | 1965-06-28 | 0.75 | Copper | Records | No | Single Family | Unknown | 1965-06-28 | 0.75 | Non-Lead
1234 Harris Dr | Watertown | 13601 | No | Copper | No | Records | 1962-10-09 | 0.75 | Copper | Records | No | Single Family | Unknown | 1962-10-09 | 0.75 | Non-Lead
1237 Harris Dr | Watertown | 13601 | No | Copper | No | Records | 1960-08-12 | 0.75 |  |  | No | Single Family | Unknown |  |  |  | Unknown inside Data
1240 Harris Dr | Watertown | 13601 | No | Copper | No | Records | 1968-12-16 | 0.75 | Copper | Records | No | Single Family | Unknown | 1968-12-16 | 0.75 | Non-Lead
1241 Harris Dr | Watertown | 13601 | No | Copper | No | Records | 1960-08-18 | 1 |  |  | No | Single Family | Unknown |  |  |  | Unknown inside Data
1246 Harris Dr | Watertown | 13601 | No | Copper | No | Records | 1963-09-11 | 0.75 | Copper | Records | No | Single Family | Unknown | 1963-09-11 | 0.75 | Non-Lead
402 Harris Dr | Watertown | 13601 | No | Copper | No | Records | 1962-10-08 | 0.75 |  |  | No | Single Family | Unknown |  |  |  | Unknown Inside Data
406 Harris Dr | Watertown | 13601 | No | Copper | No | Records | 1961-06-05 | 0.75 | Copper | Records | No | Single Family | Unknown | 1961-06-05 | 0.75 | Non-Lead
411 Harris Dr | Watertown | 13601 | No | Copper | No | Records | 1962-08-20 | 0.75 | Copper | Records | No | Single Family | Unknown | 1962-08-20 | 0.75 | Non-Lead
412 Harris Dr | Watertown | 13601 | No | Copper | No | Records | 1961-11-15 | 0.75 | Copper | Records | No | Single Family | Unknown | 1961-11-15 | 0.75 | Non-Lead
414 Harris Dr | Watertown | 13601 | No | Copper | No | Records | 1962-08-27 | 0.75 |  |  | No | Single Family | Unknown |  |  |  | Unknown inside Data
415 Harris Dr | Watertown | 13601 | No | Copper | No | Records | 1965-11-19 | 1 | Copper | Records | No | Single Family | Unknown | 1965-11-05 | 1 | Non-Lead
418 Harris Dr | Watertown | 13601 | No | Copper | No | Records | 1959-09-21 | 1 |  |  | No | Single Family | Unknown |  |  |  | Unknown Inside Data
422 Harris Dr | Watertown | 13601 | No | Copper | No | Records | 1959-05-28 | 0.75 | Copper | Records | No | Single Family | Unknown | 1959-06-15 | 0.75 | Non-Lead
423 Harris Dr | Watertown | 13601 | No | Copper | No | Records | 1961-11-06 | 0.75 | Copper | Records | No | Single Family | Unknown | 1961-11-06 | 0.75 | Non-Lead
426 Harris Dr | Watertown | 13601 | No | Copper | No | Records | 1967-10-24 | 1 |  |  | No | Single Family | Unknown |  |  |  | Unknown inside Data
427 Harris Dr | Watertown | 13601 | No | Copper | No | Records | 1961-09-14 | 0.75 | Copper | Records | No | Single Family | Unknown | 1961-09-14 | 0.75 | Non-Lead
430 Harris Dr | Watertown | 13601 | No | Copper | No | Records | 1961-09-11 | 0.75 | Copper | Records | No | Single Family | Unknown | 1961-09-11 | 0.75 | Non-Lead
431 Harris Dr | Watertown | 13601 | No | Copper | No | Records | 1962-04-11 | 0.75 | Copper | Records | No | Single Family | Unknown | 1962-04-11 | 0.75 | Non-Lead
435 Harris Dr | Watertown | 13601 | No | Copper | No | Records | 1967-07-10 | 0.75 | Copper | Records | No | Single Family | Unknown | 1967-07-10 | 0.75 | Non-Lead
436 Harris Dr | Watertown | 13601 | No | Copper | No | Records | 1959-05-20 | 0.75 | Copper | Records | No | Single Family | Unknown | 1959-05-20 | 0.75 | Non-Lead
439 Harris Dr | Watertown | 13601 | No | Copper | No | Records | 1960-11-09 | 0.75 |  |  | No | Single Family | Unknown | 1960-11-14 | 0.75 |  | Unknown inside Data Owner installed inside
440 Harris Dr | Watertown | 13601 | No | Copper | No | Records | 1959-09-04 | 0.75 | Copper | Records | No | Single Family | Unknown | 1959-09-04 | 0.75 | Non-Lead
442 Harris Dr | Watertown | 13601 | No | [7 empty] | No | Single Family | Unknown |  |  |  | Unknown Data Inside Or City Side
443 Harris Dr | Watertown | 13601 | No | Copper | No | Records | 1959-07-30 | 0.75 | Copper | Records | No | Single Family | Unknown | 1959-07-30 | 0.75 | Non-Lead
446 Harris Dr | Watertown | 13601 | No | Copper | No | Records | 1970-05-14 | 1 | Copper | Records | No | Single Family | Unknown | 1970-05-14 | 1 | Non-Lead
447 Harris Dr | Watertown | 13601 | No | Copper | No | Records | 1964-09-15 | 1 | Copper | Records | No | Single Family | Unknown | 1964-09-15 | 1 | Non-Lead | Fed off of Bugbee Dr
450 Harris Dr | Watertown | 13601 | No | Copper | No | Records | 1958-08-28 | 0.75 |  |  | No | Single Family | Unknown |  | 0.75 |  | Unknown Inside Data
453 Harris Dr | Watertown | 13601 | No | Copper | No | Records | 1965-05-07 | 1 |  |  | No | Single Family | Unknown |  |  |  | Unknown inside Data Fed off of Bugbee Dr
456 Harris Dr | Watertown | 13601 | No | Copper | No | Records | 1967-05-25 | 0.75 |  |  | No | Single Family | Unknown |  | 0.75 |  | Unknown inside Data
459 Harris Dr | Watertown | 13601 | No | Copper | No | Records | 1960-10-24 | 0.75 |  |  | No | Single Family | Unknown |  | 0.75 |  | Unknown inside Data
463 Harris Dr | Watertown | 13601 | No | Copper | No | Records | 1963-10-10 | 0.75 |  |  | No | Single Family | Unknown |  |  |  | Unknown Inside Data
1001-1003 Harrison St | Watertown | 13601 | No | Copper | Yes | Records | 2021-09-02 | 0.75 | Copper | Records | No | Multi Family | Unknown | 2021-09-02 | 0.75 | Non-Lead | LRP
1005 Harrison St | Watertown | 13601 | No | Copper | Yes | Records | 2019-08-08 | 0.75 | Galvanized | Records | No | Single Family | Unknown |  | 0.75 | GSLRR | Unknown inside Data LRP city side
1008 Harrison St | Watertown | 13601 | No | Copper | Unknown | Records | 1994-08-31 | 0.75 | Copper | Records | No | Single Family | Unknown | 1994-08-31 | 0.75 | Non-Lead
1009 Harrison St | Watertown | 13601 | No | Copper | Unknown | Records | 1983-07-11 | 0.75 | Copper | Records | No | Multi Family | Unknown | 1983-07-11 | 0.75 | Non-Lead
1106 Harrison St | Watertown | 13601 | No | Copper | Unknown | Records | 1948-10-30 | 0.75 | Copper | Records | No | Single Family | Unknown | 1948-10-30 | 0.75 | Non-Lead
1107 Harrison St | Watertown | 13601 | No | Copper | Unknown | Records | 1926-04-27 | 1 | Copper | Records | No | Single Family | Unknown | 1926-04-27 | 1 | Non-Lead
1108 Harrison St | Watertown | 13601 | No | Copper | Unknown | Records | 1946-08-27 | 0.75 | Copper | Records | No | Single Family | Unknown | 1946-08-27 | 0.75 | Non-Lead
1111 Harrison St | Watertown | 13601 | No | Copper | Unknown | Records | 1941-09-12 | 0.75 | Copper | Records | No | Single Family | Unknown | 1941-09-12 | 0.75 | Non-Lead
1112 Harrison St | Watertown | 13601 | No | Copper | No | Records | 1939-07-15 | 0.75 |  |  | No | Single Family | Unknown |  | 0.75 |  | Unknown inside Data
1115 Harrison St | Watertown | 13601 | No | Copper | Unknown | Records | 1934-11-26 | 0.75 | Copper | Records | No | Single Family | Unknown | 1934-11-26 | 0.75 | Non-Lead
1116 Harrison St | Watertown | 13601 | No | Copper | No | Records | 1941-07-09 | 0.75 |  |  | No | Single Family | Unknown |  | 0.75 |  | Unknown inside Data
1117 Harrison St | Watertown | 13601 | No | Copper | No | Records | 1941-07-09 | 0.75 |  |  | No | Single Family | Unknown |  | 0.75 |  | Unknown Inside Data
1120 Harrison St | Watertown | 13601 | No | Copper | No | Records | 1940-08-22 | 0.75 | Copper | Records | No | Single Family | Unknown | 1940-08-23 | 0.75 | Non-Lead
1121 Harrison St | Watertown | 13601 | No | Copper | No | Records | 1941-07-07 | 0.75 |  |  | No | Single Family | Unknown |  | 0.75 |  | Unknown inside Data
1124 Harrison St | Watertown | 13601 | No | Copper | No | Records | 1941-07-09 | 0.75 |  |  | No | Single Family | Unknown |  | 0.75 |  | Unknown inside Data
1127 Harrison St | Watertown | 13601 | No | Copper | No | Records | 1961-05-31 | 0.75 | Copper | Records | No | Single Family | Unknown | 1961-05-31 | 0.75 | Non-Lead
1128 Harrison St | Watertown | 13601 | No | Copper | No | Records | 1950-05-02 | 0.75 | Unknown |  | No | Single Family | Unknown | 1950-05-02 | 0.75 | Unknown | Unknown inside Material Plumber installed inside
1133 Harrison St | Watertown | 13601 | No | Copper | No | Records | 1961-08-29 | 0.75 |  |  | No | Single Family | Unknown |  | 0.75 |  | Unknown inside Data
1138 Harrison St | Watertown | 13601 | No | Copper | No | Records | 1939-11-02 | 0.75 |  |  | No | Single Family | Unknown |  | 0.75 |  | Unknown inside Data
1139 Harrison St | Watertown | 13601 | No | Copper | No | Records | 1952-04-16 | 0.75 | Copper | Records | No | Single Family | Unknown | 1952-04-16 | 0.75 | Non-Lead
1143 Harrison St | Watertown | 13601 | No | Copper | No | Records | 1967-09-28 | 0.75 | Copper | Records | No | Single Family | Unknown | 1967-09-28 | 0.75 | Non-Lead
1144 Harrison St | Watertown | 13601 | No | Copper | Unknown | Excavation | 2021-08-24 | 0.75 | Copper | Excavation | No | Single Family | Unknown | 2021-08-24 | 0.75 | Non-Lead | Unknown original install date LRP
1145 Harrison St | Watertown | 13601 | No | [8 empty] | Single Family | Unknown |  |  |  | Unknown Data inside or city side
1151 Harrison St | Watertown | 13601 | No | Copper | Unknown | Records | 1932-03-21 | 0.75 | Copper | Records | No | Single Family | Unknown | 1932-03-21 | 0.75 | Non-Lead
1152 Harrison St | Watertown | 13601 | No | Copper | Unknown | Records | 1938-10-07 | 0.75 | Copper | Records | No | Single Family | Unknown | 1951-09-17 | 0.75 | Non-Lead
1157 Harrison St | Watertown | 13601 | Unknown | Unknown | Unknown | Records | 1925-04-09 | 0.75 | Copper | Records | No | Single Family | Unknown | 2003-09-16 | 0.75 | Unknown | Unknown Data city side
1153 Harvard St | Watertown | 13601 | No | Copper | Unknown | Records | 1973-05-14 | 0.75 | Copper | Records | No | Other | None | 1973-05-14 | 0.75 | Non-Lead | Storage building no meter installed
1157 Harvard St | Watertown | 13601 | No | Copper | Unknown | Records | 1965-07-02 | 0.75 | Copper | Records | No | Single Family | Unknown | 1965-07-02 | 0.75 | Non-Lead
116 Haven St | Watertown | 13601 | No | Copper | No | Records | 1989-06-01 | 0.75 | Copper | Records | No | Single Family | Unknown | 1989-06-01 | 0.75 | Non-Lead
120 Haven St | Watertown | 13601 | No | Copper | No | Records | 1989-10-12 | 1 | Copper | Records | No | Single Family | Unknown | 1989-10-12 | 1 | Non-Lead
124 Haven St | Watertown | 13601 | No | Copper | Unknown | Records | 1989-10-02 | 1 | Copper | Records | No | Single Family | Unknown | 1989-10-02 | 1 | Non-Lead
126 Haven St | Watertown | 13601 | No | Copper | Unknown | Records | 1989-10-02 | 1 | Copper | Records | No | Single Family | Unknown | 1989-10-02 | 1 | Non-Lead
128 Haven St | Watertown | 13601 | No | Copper | Unknown | Records | 1989-10-02 | 1 | Copper | Records | No | Single Family | Unknown | 1989-10-02 | 1 | Non-Lead
138 Haven St | Watertown | 13601 | No | Copper | Unknown | Records | 1989-10-05 | 1 | Copper | Records | No | Single Family | Unknown | 1989-10-05 | 1 | Non-Lead
144 Haven St | Watertown | 13601 | No | Copper | Unknown | Records | 1989-10-12 | 1 | Copper | Records | No | Single Family | Unknown | 1989-10-12 | 1 | Non-Lead
160 Haven St | Watertown | 13601 | No | Copper | Unknown | Records | 1960-10-18 | 1 | Copper | Records | No | Other | Unknown | 1960-10-18 | 1 | Non-Lead | Fed off of Divison St
622 Hazelhurst Ave | Watertown | 13601 | No | Copper | Unknown | Records | 1995-03-16 | 1 | Copper | Records | No | Single Family | Unknown | 1995-03-16 | 1 | Non-Lead
634 Hazelhurst Ave | Watertown | 13601 | No | Copper | Unknown | Records | 2009-05-12 | 0.75 | Copper | Records | No | Single Family | Unknown | 2009-05-12 | 0.75 | Non-Lead
637 Hazelhurst Ave | Watertown | 13601 | No | Copper | Unknown | Records | 1949-11-10 | 0.75 | Copper | Records | No | Single Family | Unknown | 1949-11-10 | 0.75 | Non-Lead
648 Hazelhurst Ave | Watertown | 13601 | No | Copper | Unknown | Records | 1949-11-10 | 0.75 | Copper | Records | No | Single Family | Unknown | 1949-11-10 | 0.75 | Non-Lead
649 Hazelhurst Ave | Watertown | 13601 | No | Copper | Unknown | Records | 1960-06-08 | 0.75 | Copper | Records | No | Single Family | Unknown | 1960-06-08 | 0.75 | Non-Lead
670 Hazelhurst Ave | Watertown | 13601 | No | Copper | No | Records | 2012-04-26 | 1 | Copper | Records | No | Single Family | Unknown | 2012-04-26 | 1 | Non-Lead
677 Hazelhurst Ave | Watertown | 13601 | No | Copper | Unknown | Records | 1959-10-30 | 0.75 | Copper | Records | No | Single Family | Unknown | 1959-10-30 | 0.75 | Non-Lead
685 Hazelhurst Ave | Watertown | 13601 | No | Copper | Unknown | Records | 1956-07-16 | 0.75 | Galvanized | Records | No | Single Family | Unknown |  | 0.75 | GSLRR | Unknown inside Data
686 Hazelhurst Ave | Watertown | 13601 | No | Copper | No | Records | 1956-07-19 | 0.75 | [8 empty] | Demolished 3/4 Copper main to c/s Hot
265 Hewitt St W | Watertown | 13601 | No | Copper | Unknown | Records | 1998-06-01 | 1 | Copper | Records | No | Single Family | Unknown |  | 0.75 | Non-Lead | Unknown inside Data Mixed copper and Galvanized
4 Hewitt St W | Watertown | 13601 | No | Copper | Unknown | Records | 1998-06-01 | 1 | Copper | Records | No | Multi Family | Unknown | 1983-11-29 | 0.75 | Non-Lead | 3/4 copper and Galvanized inside
110 High St | Watertown | 13601 | No | Copper | Unknown | Records | 1990-09-01 | 1 |  |  |  |  | None
113 High St | Watertown | 13601 | No | Copper | Unknown | Records | 1990-09-01 | 1 | Galvanized | Records | No | Business | Unknown | 1934-07-24 | 0.75 | GSLRR
114 High St | Watertown | 13601 | No | Copper | Unknown | Records | 1990-09-01 | 1 | Copper | Records | No | Multi Family | Unknown | 1961-05-20 | 0.75 | Non-Lead
117-119 High St | Watertown | 13601 | No | Copper | Unknown | Records | 1990-09-01 | 1 | Copper | Records | No | Multi Family | Unknown | 1989-06-26 | 0.75 | Non-Lead
120 ( Vacant Lot) High St | Watertown | 13601 | No | Copper | Unknown | Records | 1990-09-01 | 1 |  |  | No | Business | Unknown | 1992-06-01 |  |  | Unknown inside Data
126-128 High & House Behind Camp High St | Watertown | 13601 | No | Copper | Unknown | Records | 1990-09-01 | 1 | Galvanized | Records | No | Other | Unknown | 1929-10-01 | 1 | GSLRR | Unknown inside Data
127 High St | Watertown | 13601 | No | Copper | Unknown | Records | 1990-09-01 | 1 | Copper | Records | No | Multi Family | Unknown | 1952-04-02 | 0.75 | Non-Lead
133 High St | Watertown | 13601 | No | Copper | Unknown | Records | 1990-09-13 | 1 | Copper | Records | No | Multi Family | Unknown | 1990-07-19 | 1 | Non-Lead
140 High St | Watertown | 13601 | No | Copper | Unknown | Records | 1990-09-01 | 1 | Copper | Records | No | Multi Family | Unknown | 1966-05-02 | 1 | Non-Lead
141 High St | Watertown | 13601 | No | Copper | Unknown | Records | 1990-09-01 | 1 | [8 empty] | Demolished 1" copper Unknown termination point
149 High St | Watertown | 13601 | No | Copper | Unknown | Records | 1990-09-01 | 1 | [8 empty] | Demolished Unknown termination point
150 High St | Watertown | 13601 | No | Copper | Unknown | Records | 1990-09-01 | 1 | Copper | Records | No | Multi Family | Unknown | 2008-10-07 | 1 | Non-Lead
154-156 High St | Watertown | 13601 | No | Copper | Unknown | Records | 1990-09-01 | 1 | Copper | Records | No | Multi Family | Unknown | 1975-06-05 | 0.75 | Non-Lead
157 High St | Watertown | 13601 | No | Copper | Unknown | Records | 1990-09-01 | 1 | [8 empty] | Demolished 1" copper Hot main to c/s
165 High St | Watertown | 13601 | No | Copper | Unknown | Records | 1990-09-01 | 1 | Copper | Records | No | Multi Family | Unknown | 1951-06-21 | 0.75 | Non-Lead
166-168 High St | Watertown | 13601 | No | Copper | Unknown | Records | 1990-09-01 | 1 | Copper | Records | No | Multi Family | Unknown | 1953-10-21 | 1 | Non-Lead
208-212 High St | Watertown | 13601 | No | Copper | Unknown | Records | 1990-09-01 | 1 | Copper | Records | No | Business | Unknown | 1959-06-24 | 0.75 | Non-Lead
211-217 High St | Watertown | 13601 | No | Copper | Unknown | Records | 1990-09-01 | 1 | Copper | Records | No | Business | None | 1933-10-17 | 1 | Non-Lead
224 High St | Watertown | 13601 | No | Copper | Unknown | Records | 1946-07-23 | 0.75 | Copper | Records | No | Business | Unknown | 1946-07-23 | 0.75 | Non-Lead
234-238 High St | Watertown | 13601 | No | Copper | Unknown | Records | 1961-04-18 | 0.75 | Copper | Records | No | Multi Family | Unknown | 1961-04-18 | 0.75 | Non-Lead | Fed off of Olive St
239-245 High St | Watertown | 13601 | No | Copper | Unknown | Records | 1990-09-01 | 1 | [8 empty] | Demolished 1" copper Hot main to c/s Peened 13' inside c/s
246 (Vacant Lot) High St | Watertown | 13601 | No | Copper | Unknown | Records | 1990-09-01 | 1 |  |  | No | [5 empty] | Demolished 6/1998 1" Copper Hot main to c/s
247 High St | Watertown | 13601 | No | Copper | Unknown | Records | 1990-09-01 | 1 |  |  | No | Single Family | Unknown |  |  |  | Unknown inside Data
248 High St | Watertown | 13601 | No | Copper | Unknown | Records | 1990-09-01 | 1 | Copper | Records | No | Business | Unknown | 2008-11-18 | 1 | Non-Lead
251, 253 & 255 High St | Watertown | 13601 | No | Copper | Unknown | Records | 1990-09-01 | 1 | Copper | Records | No | Single Family | Unknown | 1993-10-14 | 0.75 | Non-Lead | 251 fed off of Olive st
267 High St | Watertown | 13601 | No | Copper | Unknown | Records | 1990-09-01 | 1 | Copper | Records | No | Business | Unknown | 1990-09-13 | 1 | Non-Lead
273 High St | Watertown | 13601 | No | Copper | Unknown | Records | 1990-09-01 | 1 |  |  | No | Multi Family | Unknown |  |  |  | Unknown Inside Data
277-279 High St | Watertown | 13601 | No | Copper | Unknown | Records | 1990-09-01 | 1 | Copper | Records | No | Multi Family | Unknown | 1996-11-27 | 1 | Non-Lead
281 High St | Watertown | 13601 | No | Copper | Unknown | Records | 1990-09-01 | 1 | Copper | Records | No | Multi Family | Unknown | 1996-11-27 | 1 | Non-Lead
301-303 High St | Watertown | 13601 | No | Copper | Unknown | Field Insp | 1957-07-11 | 1 | Copper | Records | No | Multi Family | Unknown | 1957-07-11 | 0.75 | Non-Lead | LRP dug and found copper
302 High St | Watertown | 13601 | No | Copper | Unknown | Records | 1990-09-01 | 1 | Copper | Records | No | Single Family | Unknown | 1990-08-09 | 1 | Non-Lead
310-312-314 (Vacant Lot Between 302 & 316) High St | Watertown | 13601 | No | Copper | Unknown | Records | 1990-09-01 | 1 |  |  | No | [5 empty] | Stub for future use
311 High St | Watertown | 13601 | No | Copper | Unknown | Records | 1990-09-01 | 1 | Copper | Records | No | Multi Family | Unknown | 1975-05-14 | 0.75 | Non-Lead
315 High St | Watertown | 13601 | No | Copper | Unknown | Records | 1990-09-01 | 1 | Copper | Records | No | Single Family | Unknown | 1983-06-30 | 0.75 | Non-Lead
316 High St | Watertown | 13601 | No | Copper | Unknown | Records | 1990-09-01 | 1 | [8 empty] | Demolished 1" copper Hot main to c/s
318 High St | Watertown | 13601 | No | Copper | Unknown | Records | 1990-09-01 | 1 | Copper | Records | No | Single Family | Unknown | 1990-09-13 | 1 | Non-Lead
320 High St | Watertown | 13601 | No | Copper | Unknown | Records | 1990-09-01 | 1 | Copper | Records | No | Single Family | Unknown | 1990-09-13 | 1 | Non-Lead
321 High St | Watertown | 13601 | No | Copper | Unknown | Records | 1990-09-01 | 1 |  |  | No | Single Family | Unknown |  | 0.75 |  | Unknown inside Data
325 High St | Watertown | 13601 | No | Copper | Unknown | Records | 1990-09-01 | 1 | Copper | Records | No | Single Family | Unknown | 1951-09-25 | 0.75 | Non-Lead
326-328 High St | Watertown | 13601 | No | Copper | Unknown | Records | 1990-09-01 | 1 | Copper | Records | No | Multi Family | Unknown | 1992-07-23 | 1 | Non-Lead
329-331 High St | Watertown | 13601 | No | Copper | Unknown | Records | 1990-09-01 | 1 |  |  | No | Business | Unknown |  |  |  | Unknown inside Data
330-332 High St | Watertown | 13601 | No | Copper | Unknown | Records | 1990-09-01 | 1 |  |  | No | Multi Family | Unknown |  |  |  | Unknown inside Data
334 High St | Watertown | 13601 | Unknown | Unknown | Unknown | Records | 1938-02-07 |  | Copper | Records | No | Multi Family | Unknown | 1973-01-02 | 1 | Unknown | Unknown city side Data
344 High St | Watertown | 13601 | No | Copper | Unknown | Records | 1938-02-07 | 0.75 |  |  | No | Single Family | Unknown |  |  |  | Unknown inside Data
352 High St | Watertown | 13601 | No | Copper | Unknown | Records | 1990-09-01 | 1 | Copper | Records | No | Business | None | 1951-05-09 | 1 | Non-Lead
358 High St | Watertown | 13601 | No | Copper | Unknown | Records | 1990-09-01 | 1 |  |  | No | Single Family | Unknown |  | 1 |  | Unknown inside Data
362-366 High St | Watertown | 13601 | No | Copper | Unknown | Records | 1990-09-01 | 1 | Copper | Records | No | Other | None | 1970-03-30 | 1 | Non-Lead
Service Between 133 & 141 (Lennox Homes) High St | Watertown | 13601 | No | Copper | No | Records | 1990-09-01 | 1 | Copper | Records | No | Business | Unknown | 2006-12-20 | 1 | Non-Lead
106 Highland Ave | Watertown | 13601 | No | Copper | Unknown | Records | 1929-09-13 | 0.75 | Copper | Records | No | Single Family | Unknown | 1929-09-22 | 0.75 | Non-Lead
110 Highland Ave | Watertown | 13601 | No | Copper | Unknown | Records | 1929-09-18 | 0.75 | Copper | Records | No | Single Family | Unknown | 1929-09-18 | 0.75 | Non-Lead
114 Highland Ave | Watertown | 13601 | No | Copper | Unknown | Records | 1929-09-28 | 0.75 | Copper | Records | No | Single Family | Unknown | 1930-07-29 | 0.75 | Non-Lead
118 Highland Ave | Watertown | 13601 | No | Unknown | Unknown | Records | 1925-09-10 | 0.75 | Copper | Records | No | Single Family | Unknown | 1950-08-11 | 0.75 | Unknown | Unknown city side Data
126 Highland Ave | Watertown | 13601 | No | Copper | Unknown | Records | 1931-07-25 | 0.75 | Copper | Records | No | Single Family | Unknown | 1931-07-25 | 0.75 | Non-Lead
130 Highland Ave | Watertown | 13601 | No | Copper | Unknown | Records | 1932-11-14 | 0.75 | Copper | Records | No | Single Family | Unknown | 1932-11-14 | 0.75 | Non-Lead
137 Highland Ave | Watertown | 13601 | No | Copper | Unknown | Records | 1956-08-29 | 0.75 | Copper | Records | No | Single Family | Unknown | 1956-08-29 | 0.75 | Non-Lead
138 Highland Ave | Watertown | 13601 | No | Copper | Unknown | Records | 1947-04-19 | 0.75 | Copper | Records | No | Single Family | Unknown | 1947-04-19 | 0.75 | Non-Lead
150 Highland Ave | Watertown | 13601 | No | Copper | No | Records | 1959-06-03 | 0.75 | Copper | Records | No | Single Family | Unknown | 1959-06-03 | 0.75 | Non-Lead
155 Highland Ave | Watertown | 13601 | No | Copper | Yes | Records | 2019-07-23 | 0.75 |  |  | No | Single Family | Unknown |  | 0.75 |  | Unknown inside Data LRP city side
160 Highland Ave | Watertown | 13601 | No | Copper | Unknown | Records | 1949-05-09 | 0.75 | Copper | Records | No | Single Family | Unknown | 1949-05-09 | 0.75 | Non-Lead
162 Highland Ave | Watertown | 13601 | No | Copper | Unknown | Records | 1957-08-26 | 0.75 | Copper | Records | No | Single Family | Unknown | 1957-08-26 | 0.75 | Non-Lead
163 Highland Ave | Watertown | 13601 | No | Copper | Unknown | Records | 1940-06-10 | 0.75 |  |  | No | Single Family | Unknown | 1907-06-03 | 0.75 |  | Unknown inside Data
165 Highland Ave | Watertown | 13601 | No | Copper | Unknown | Records | 2004-02-17 | 0.75 | Copper | Records | No | Single Family | Unknown | 2004-02-17 | 0.75 | Non-Lead
620 Hillcrest Ave | Watertown | 13601 | No | Copper | Unknown | Records | 1995-05-30 | 0.75 | Copper | Records | No | Single Family | Unknown | 1995-05-30 | 0.75 | Non-Lead | Fed off of Hazelhurst Ave by a 1" copper private line
632 Hillcrest Ave | Watertown | 13601 | No | Copper | No | Records | 1986-05-07 | 1 | Copper | Records | No | Single Family | Unknown | 1986-05-07 | 1 | Non-Lead
636 Hillcrest Ave | Watertown | 13601 | No | Copper | No | Records | 1991-04-01 | 1 | Copper | Records | No | Single Family | Unknown | 1991-04-01 | 1 | Non-Lead
680 Hillcrest Ave | Watertown | 13601 | No | Copper | Unknown | Records | 1998-09-23 | 0.75 | Copper | Records | No | Single Family | Unknown | 1964-09-08 | 0.75 | Non-Lead
681 & 683 Hillcrest Ave | Watertown | 13601 | No | Copper | Unknown | Records | 1973-09-12 | 0.75 | Copper | Records | No | Multi Family | Unknown | 1973-01-18 | 0.75 | Non-Lead
102 Hoard St E | Watertown | 13601 | No | Copper | Unknown | Records | 1935-08-09 | 0.75 |  |  | No | Single Family | Unknown | 1918-09-11 | 0.75 |  | Unknown inside Data
108 Hoard St E | Watertown | 13601 | No | Copper | Unknown | Records | 1935-08-09 | 0.75 | Copper | Records | No | Single Family | Unknown | 1961-10-05 | 0.75 | Non-Lead
111 Hoard St E | Watertown | 13601 | No | Copper | Unknown | Records | 1948-09-23 | 0.75 | Copper | Records | No | Single Family | Unknown | 1948-09-23 | 0.75 | Non-Lead
112-116 Hoard St E | Watertown | 13601 | No | Copper | Unknown | Records | 1935-09-26 | 0.75 | Copper | Records | No | Multi Family | Unknown | 1935-09-26 | 0.75 | Non-Lead
117-119 Hoard St E | Watertown | 13601 | No | Copper | Unknown | Records | 1950-05-18 | 0.75 | Copper | Records | No | Multi Family | Unknown | 1979-10-10 | 0.75 | Non-Lead
118 Hoard St E | Watertown | 13601 | No | Copper | Unknown | Records | 1930-03-05 | 0.75 | Copper | Records | No | Single Family | Unknown | 1930-03-05 | 0.75 | Non-Lead
121 Hoard St E | Watertown | 13601 | No | Copper | Unknown | Records | 1942-03-24 | 0.75 | Copper | Records | No | Single Family | Unknown | 1968-09-10 | 0.75 | Non-Lead
122 Hoard St E | Watertown | 13601 | No | Copper | Unknown | Records | 1929-08-19 | 0.75 | Copper | Records | No | Single Family | Unknown | 1929-08-16 | 0.75 | Non-Lead
125 Hoard St E | Watertown | 13601 | No | Copper | Unknown | Records | 1931-10-26 | 0.75 | Copper | Records | No | Single Family | Unknown | 1931-10-26 | 0.75 | Non-Lead
126 Hoard St E | Watertown | 13601 | No | Copper | Unknown | Records | 1936-08-20 | 0.75 | Copper | Records | No | Single Family | Unknown | 1936-08-20 | 0.75 | Non-Lead
130 Hoard St E | Watertown | 13601 | No | Copper | Unknown | Records | 1940-04-22 | 0.75 | Copper | Records | No | Single Family | Unknown | 1927-05-12 | 0.75 | Non-Lead
131 Hoard St E | Watertown | 13601 | No | Copper | Unknown | Records | 1941-09-05 | 0.75 | Copper | Records | No | Single Family | Unknown | 1964-09-28 | 0.75 | Non-Lead
134 Hoard St E | Watertown | 13601 | No | Copper | Unknown | Records | 1925-10-16 | 0.75 | Copper | Records | No | Single Family | Unknown | 1925-10-16 | 0.75 | Non-Lead
135 Hoard St E | Watertown | 13601 | No | Copper | No | Records | 1941-09-02 | 0.75 | Copper | Records | No | Single Family | Unknown | 1953-07-02 | 0.75 | Non-Lead
138 Hoard St E | Watertown | 13601 | No | Copper | Unknown | Records | 1948-12-01 | 0.75 | Copper | Records | No | Single Family | Unknown | 1948-11-30 | 0.75 | Non-Lead
139 Hoard St E | Watertown | 13601 | No | Copper | No | Records | 1953-05-14 | 0.75 | Copper | Records | No | Single Family | Unknown | 1953-05-14 | 0.75 | Non-Lead
142-146 Hoard St E | Watertown | 13601 | No | Copper | Unknown | Records | 1945-04-02 | 0.75 | Copper | Records | No | Multi Family | Unknown | 1945-04-02 | 0.75 | Non-Lead
148 Hoard St E | Watertown | 13601 | No | Copper | Unknown | Records | 1968-06-24 | 0.75 | Copper | Records | No | Single Family | Unknown | 1968-06-24 | 0.75 | Non-Lead
149 Hoard St E | Watertown | 13601 | Unknown | [8 empty] | Single Family | Unknown |  |  |  | Unknown Data Inside and City side
150 Hoard St E | Watertown | 13601 | No | Copper | Unknown | Records | 1940-07-05 | 0.75 | Copper | Records | No | Single Family | Unknown | 1940-07-05 | 0.75 | Non-Lead
155 Hoard St E | Watertown | 13601 | No | Copper | No | Records | 1947-05-12 | 0.75 | Copper | Records | No | Single Family | Unknown | 1947-11-24 | 0.75 | Non-Lead
158 Hoard St E | Watertown | 13601 | No | Copper | Unknown | Records | 1938-09-06 | 0.75 | Copper | Records | No | Single Family | Unknown | 1938-09-06 | 0.75 | Non-Lead
201-209 (171) Hoard St E | Watertown | 13601 | Unknown | Unknown | Unknown | Records | 1928-10-23 | 4 | Unknown | Records | Yes | School Childcare | Unknown | 1928-10-23 | 4 | Unknown
202-204 Hoard St E | Watertown | 13601 | No | Copper | Unknown | Records | 2005-10-12 | 0.75 | Copper | Records | No | Multi Family | Unknown | 2005-10-12 | 0.75 | Non-Lead
208 Hoard St E | Watertown | 13601 | No | Copper | Unknown | Records | 1970-06-10 | 1 | Copper | Records | No | Single Family | Unknown | 1970-06-10 | 1 | Non-Lead
211 Hoard St E | Watertown | 13601 | No | Copper | No | Records | 1926-06-03 | 0.75 | Copper | Records | No | Single Family | Unknown | 1926-06-09 | 0.75 | Non-Lead
214 Hoard St E | Watertown | 13601 | No | Copper | No | Records | 1953-02-18 | 0.75 | Copper | Records | No | Single Family | Unknown | 1953-02-18 | 0.75 | Non-Lead
215 Hoard St E | Watertown | 13601 | Unknown | Galvanized | Unknown | Records | 1910-05-02 | 0.75 | Galvanized | Records | Unknown | Single Family | Unknown | 1910-05-02 | 0.75 | GSLRR | Galvanized in and out 3' copper repair 1994
219 Hoard St E | Watertown | 13601 | No | Copper | Unknown | Records | 1964-09-09 | 0.75 | Copper | Records | No | Single Family | Unknown | 1922-08-01 | 0.75 | Non-Lead
220 Hoard St E | Watertown | 13601 | No | Copper | Unknown | Records | 1941-08-05 | 0.75 | Copper | Records | No | Single Family | Unknown | 1941-08-09 | 0.75 | Non-Lead
222 Hoard St E | Watertown | 13601 | No | Copper | No | Records | 1949-06-10 | 0.75 | Copper | Records | No | Single Family | Unknown | 1949-06-10 | 0.75 | Non-Lead
225 Hoard St E | Watertown | 13601 | No | Copper | No | Records | 1948-11-26 | 0.75 | Copper | Records | No | Single Family | Unknown | 1948-11-26 | 0.75 | Non-Lead
226 Hoard St E | Watertown | 13601 | No | Copper | No | Records | 1955-02-11 | 0.75 | Copper | Records | No | Single Family | Unknown | 1955-02-11 | 0.75 | Non-Lead
231 Hoard St E | Watertown | 13601 | No | Copper | Unknown | Records | 1951-06-21 | 0.75 | Copper | Records | No | Single Family | Unknown | 1959-04-16 | 0.75 | Non-Lead
235 Hoard St E | Watertown | 13601 | No | Copper | Unknown | Records | 1958-09-29 | 0.75 | Copper | Records | No | Single Family | Unknown | 1958-09-29 | 0.75 | Non-Lead
242 Hoard St E | Watertown | 13601 | No | Copper | No | Records | 1947-09-16 | 0.75 | Copper | Records | No | Single Family | Unknown | 1947-09-16 | 0.75 | Non-Lead
246 Hoard St E | Watertown | 13601 | No | Copper | Unknown | Records | 1942-04-27 | 0.75 | Copper | Records | No | Single Family | Unknown | 1944-12-18 | 0.75 | Non-Lead
247 Hoard St E | Watertown | 13601 | Unknown | Unknown | Unknown | Records | 1899-04-15 | 0.75 | Unknown | Records | Unknown | Single Family | Unknown | 1960-09-19 | 0.75 | Unknown | Unknown Data inside and city side
250 Hoard St E | Watertown | 13601 | No | Copper | Unknown | Records | 1940-10-30 | 0.75 | Copper | Records | No | Single Family | Unknown | 1948-09-30 | 0.75 | Non-Lead
256 Hoard St E | Watertown | 13601 | No | Copper | No | Records | 1949-07-11 | 0.75 | Copper | Records | No | Single Family | Unknown | 1949-07-11 | 0.75 | Non-Lead
262 Hoard St E | Watertown | 13601 | No | Copper | No | Records | 1949-04-25 | 0.75 | Copper | Records | No | Single Family | Unknown | 1949-04-25 | 0.75 | Non-Lead
266 Hoard St E | Watertown | 13601 | No | Copper | No | Records | 1949-05-13 | 0.75 | Copper | Records | No | Single Family | Unknown | 1949-05-13 | 0.75 | Non-Lead
401 Hoard St E | Watertown | 13601 | No | Copper | No | Records | 1951-10-15 | 0.75 | Copper | Records | No | Single Family | Unknown | 1951-10-15 | 0.75 | Non-Lead
405 Hoard St E | Watertown | 13601 | No | Copper | No | Records | 1951-10-15 | 0.75 | Copper | Records | No | Single Family | Unknown | 1951-10-15 | 0.75 | Non-Lead
409 Hoard St E | Watertown | 13601 | No | Copper | Unknown | Records | 1973-04-30 | 0.75 | Copper | Records | No | Single Family | Unknown | 1973-04-30 | 0.75 | Non-Lead
413 Hoard St E | Watertown | 13601 | No | Copper | Unknown | Records | 2015-03-19 |  | Copper | Records | No | Single Family | Unknown | 2015-03-03 | 0.75 | Non-Lead
421 Hoard St E | Watertown | 13601 | No | Copper | No | Records | 1972-07-10 | 0.75 | Copper | Records | No | Single Family | Unknown | 1972-07-10 | 0.75 | Non-Lead
427 Hoard St E | Watertown | 13601 | No | Copper | Unknown | Records | 1950-10-30 | 0.75 | Copper | Records | No | Single Family | Unknown | 2014-05-29 | 0.75 | Non-Lead
429 Hoard St E | Watertown | 13601 | No | Copper | Unknown | Records | 1961-10-09 | 0.75 | Copper | Records | No | Single Family | Unknown | 1961-10-09 | 0.75 | Non-Lead
430 Hoard St E | Watertown | 13601 | No | Unknown |  | Records | 1952-05-05 | 2 | Unknown | Records | Unknown | School Childcare | Unknown | 1952-05-05 | 2 |  | Unknown Data material unknown
431 Hoard St E | Watertown | 13601 | No | Copper | Unknown | Records | 1951-07-19 | 0.75 | Copper | Records | No | Single Family | Unknown | 1951-07-19 | 0.75 | Non-Lead
437 Hoard St E | Watertown | 13601 | No | Copper | No | Records | 1947-09-05 | 1 | Copper | Records | No | Single Family | Unknown | 1947-09-05 | 1 | Non-Lead
505 Hoard St E | Watertown | 13601 | No | Copper | No | Records | 1952-07-11 | 0.75 | Copper | Records | No | Single Family | Unknown | 1952-07-11 | 0.75 | Non-Lead
511-519 Hoard St E | Watertown | 13601 | No | Copper | No | Records | 1986-02-03 | 1 | Copper | Records | No | Multi Family | Unknown | 1986-02-03 | 1 | Non-Lead
209 Hoard St W | Watertown | 13601 | No | Copper | Unknown | Records | 1985-07-03 | 0.75 | Copper | Records | No | Single Family | Unknown | 1985-07-03 | 0.75 | Non-Lead | Fed off of Cooper St
215 Hoard St W | Watertown | 13601 | No | Copper | Unknown | Records | 1959-11-09 | 0.75 | Copper | Records | No | Single Family | Unknown | 1957-09-09 | 0.75 | Non-Lead | Fed off of Davidson St
218 Hoard St W | Watertown | 13601 | No | Copper | Unknown | Records | 1929-08-05 | 0.75 | Copper | Records | No | Single Family | Unknown | 2015-12-18 | 0.75 | Non-Lead | Fed off of Davidson St
308 Hoard St W | Watertown | 13601 | No | Copper | Unknown | Records | 1950-04-15 | 0.75 | Copper | Records | No | Single Family | Unknown | 1981-05-27 | 0.75 | Non-Lead
311 Hoard St W | Watertown | 13601 | No | Copper | Unknown | Records | 1937-08-24 | 0.75 | Copper | Records | No | Single Family | Unknown | 1937-08-24 | 0.75 | Non-Lead
312 Hoard St W | Watertown | 13601 | No | Copper | Unknown | Records | 1938-10-21 | 0.75 | Copper | Records | No | Single Family | Unknown | 1947-08-04 | 0.75 | Non-Lead
314 Hoard St W | Watertown | 13601 | Unknown | Unknown | Unknown |  |  | 0.75 | Copper | Records | Unknown | Single Family | Unknown | 1993-11-26 | 0.75 | Unknown | Unknown city side Data
318 Hoard St W | Watertown | 13601 | No | Copper | Unknown | Records | 1934-04-03 | 0.75 | Copper | Records | No | Single Family | Unknown | 1934-04-19 | 0.75 | Non-Lead
323-325 Hoard St W | Watertown | 13601 | No | Copper | Unknown | Records | 1937-09-30 | 0.75 | Copper | Records | No | Multi Family | Unknown | 1955-12-20 | 0.75 | Non-Lead | Fed off of Griffin St
329-331 Hoard St W | Watertown | 13601 | No | Copper | Unknown | Records | 1966-08-22 | 0.75 | Copper | Records | No | Multi Family | Unknown | 1966-08-22 | 0.75 | Non-Lead | Fed off of Griffin St
1000 Holcomb St | Watertown | 13601 | No | Copper | Unknown | Records | 1948-10-07 | 0.75 | Copper | Records | No | Single Family | Unknown | 1950-09-02 | 0.75 | Non-Lead
1006 Holcomb St | Watertown | 13601 | No | Copper | Unknown | Records | 1935-10-31 | 0.75 | Copper | Records | No | Single Family | Unknown | 1935-10-28 | 0.75 | Non-Lead
1022 Holcomb St | Watertown | 13601 | No | Copper | Unknown | Records | 1932-08-23 | 0.75 |  |  | No | Single Family | Unknown |  | 0.75 |  | Unknown inside Data
1025 Holcomb St | Watertown | 13601 | No | Copper | No | Records | 1958-11-10 | 0.75 | Copper | Records | No | Single Family | Unknown | 1958-11-10 | 0.75 | Non-Lead
1028 Holcomb St | Watertown | 13601 | No | Copper | Unknown | Records | 1940-04-16 | 0.75 | Copper | Records | No | Single Family | Unknown | 1928-05-28 | 0.75 | Non-Lead
1029 Holcomb St | Watertown | 13601 | No | Copper | Unknown | Records | 1940-04-15 | 0.75 |  | Records | No | Single Family | Unknown | 1940-04-15 | 0.75 |  | Unknown inside Data
1035 Holcomb St | Watertown | 13601 | No | Copper | No | Records | 1931-07-21 | 0.75 | Copper | Records | No | Single Family | Unknown | 1931-07-21 | 0.75 | Non-Lead
1038 Holcomb St | Watertown | 13601 | No | Copper | Unknown | Records | 1938-06-23 | 0.75 |  |  | No | Single Family | Unknown |  | 0.75 |  | Unknown Inside Data
1039 Holcomb St | Watertown | 13601 | No | Copper | No | Records | 1957-08-29 | 0.75 | Copper | Records | No | Single Family | Unknown | 1957-08-29 | 0.75 | Non-Lead
1042 Holcomb St | Watertown | 13601 | No | Copper | Unknown | Records | 1928-06-04 | 0.75 | Copper | Records | No | Single Family | Unknown | 1928-06-04 | 0.75 | Non-Lead
1043 Holcomb St | Watertown | 13601 | No | Copper | No | Records | 1952-07-22 | 0.75 | Copper | Records | No | Single Family | Unknown | 1952-07-22 | 0.75 | Non-Lead
1046 Holcomb St | Watertown | 13601 | No | Copper | Unknown | Records | 1932-09-16 | 0.75 | Copper | Records | No | Single Family | Unknown | 1932-09-16 | 0.75 | Non-Lead
1100 Holcomb St | Watertown | 13601 | No | Copper | Unknown | Records | 1969-11-19 | 0.75 | Copper | Records | No | Multi Family | Unknown | 1969-11-19 | 0.75 | Non-Lead
1103 Holcomb St | Watertown | 13601 | No | Copper | No | Records | 2009-07-07 | 1 | Copper | Records | No | Single Family | Unknown | 1968-10-16 | 0.75 | Non-Lead
1110 Holcomb St | Watertown | 13601 | No | Copper | No | Records | 1970-12-14 | 1 | Copper | Records | No | Multi Family | Unknown | 1970-12-14 | 1 | Non-Lead
1117 Holcomb St | Watertown | 13601 | No | Copper | No | Records | 1967-10-17 | 0.75 | Copper | Records | No | Multi Family | Unknown | 1967-10-17 | 0.75 | Non-Lead
1123 Holcomb St | Watertown | 13601 | No | Copper | No | Records | 1968-07-31 | 0.75 | Copper | Records | No | Single Family | Unknown | 1968-07-31 | 0.75 | Non-Lead
1126 Holcomb St | Watertown | 13601 | No | Copper | No | Records | 1971-10-20 | 1 | Copper | Records | No | Multi Family | Unknown | 1971-10-20 | 1 | Non-Lead
1127 Holcomb St | Watertown | 13601 | No | Copper | No | Records | 2015-10-27 | 0.75 | Copper | Records | No | Single Family | Unknown | 2015-10-27 | 0.75 | Non-Lead
1138 Holcomb St | Watertown | 13601 | No |  |  |  |  | 0.75 | Copper | Records | No | Single Family | Unknown | 1992-02-18 | 0.75 |  | Unknown city side data Main installed 1948 likely copper
1141 Holcomb St | Watertown | 13601 | No | Copper | No | Records | 1968-04-17 | 0.75 | Copper | Records | No | Single Family | Unknown | 1981-09-14 | 0.75 | Non-Lead
1144 Holcomb St | Watertown | 13601 | No | Copper | No | Records | 1965-10-29 | 0.75 | Copper | Records | No | Single Family | Unknown | 1965-10-29 | 0.75 | Non-Lead
1147 Holcomb St | Watertown | 13601 | No | Copper | No | Records | 1968-04-17 | 0.75 | Copper | Records | No | Single Family | Unknown | 1968-04-17 | 0.75 | Non-Lead
1150 Holcomb St | Watertown | 13601 | No | Copper | No | Records | 1947-12-09 | 0.75 | Copper | Records | No | Single Family | Unknown | 1988-07-25 | 0.75 | Non-Lead
1158 Holcomb St | Watertown | 13601 | No | Copper | No | Records | 1989-04-28 | 1 | Copper | Records | No | Single Family | Unknown | 1989-04-28 | 1 | Non-Lead
1159 Holcomb St | Watertown | 13601 | No | Copper | No | Records | 1967-07-18 | 0.75 | Copper | Records | No | Single Family | Unknown | 1967-07-18 | 0.75 | Non-Lead
1301 Holcomb St | Watertown | 13601 | No | Copper | No | Records | 1957-01-07 | 0.75 | Copper | Records | No | Single Family | Unknown | 1957-01-07 | 0.75 | Non-Lead | Fed off of Barben Ave
1305 Holcomb St | Watertown | 13601 | No | Copper | No | Records | 1957-01-07 | 0.75 | Copper | Records | No | Single Family | Unknown | 1957-01-07 | 0.75 | Non-Lead
1308 Holcomb St | Watertown | 13601 | No | Copper | No | Records | 1987-10-16 | 0.75 | Copper | Records | No | Single Family | Unknown | 1987-10-16 | 0.75 | Non-Lead
1309 Holcomb St | Watertown | 13601 | No | Copper | Unknown | Records | 1955-06-20 | 0.75 |  |  | No | Single Family | Unknown |  |  |  | Unknown Inside Data
1313 Holcomb St | Watertown | 13601 | No | Copper | No | Records | 1957-06-03 | 0.75 | Copper | Records | No | Single Family | Unknown | 1957-06-03 | 0.75 | Non-Lead
1317 Holcomb St | Watertown | 13601 | No | Copper | No | Records | 1957-06-03 | 0.75 | Copper | Records | No | Single Family | Unknown | 1957-06-03 | 0.75 | Non-Lead
1325 Holcomb St | Watertown | 13601 | No | Copper | No | Records | 1986-10-02 | 0.75 | Copper | Records | No | Single Family | Unknown | 1986-10-02 | 0.75 | Non-Lead
1333 Holcomb St | Watertown | 13601 | No | Copper | No | Records | 1986-06-18 | 1 | Copper | Records | No | Single Family | Unknown | 1986-06-18 | 1 | Non-Lead
1340 Holcomb St | Watertown | 13601 | No | Copper | No | Records | 1996-07-18 | 0.75 | Copper | Records | No | Single Family | Unknown | 1996-07-18 | 0.75 | Non-Lead
1341 Holcomb St | Watertown | 13601 | No | Copper | No | Records | 1985-11-14 | 0.75 | Copper | Records | No | Single Family | Unknown | 1985-11-04 | 0.75 | Non-Lead
1365 Holcomb St | Watertown | 13601 | No | Copper | No | Records | 2013-09-25 | 0.75 | Copper | Records | No | Single Family | Unknown | 2013-09-25 | 0.75 | Non-Lead
1401 Holcomb St | Watertown | 13601 | No | Copper | No | Records | 1994-07-06 | 1 | Copper | Records | No | Single Family | Unknown | 1996-07-06 | 0.75 | Non-Lead
1427 Holcomb St | Watertown | 13601 | No | Copper | No | Records | 1954-09-30 | 0.75 |  |  | No | Single Family | Unknown | 1954-09-30 | 0.75 |  | Unknown inside Data
1444 Holcomb St | Watertown | 13601 | No | Copper | No | Records | 1954-09-27 | 1 | Copper | Records | No | Single Family | Unknown | 1954-09-27 | 1 | Non-Lead
312 Holcomb St | Watertown | 13601 | No | Copper | Unknown | Records | 1966-08-18 | 0.75 | Copper | Records | No | Single Family | Unknown | 1966-08-18 | 0.75 | Non-Lead
315 Holcomb St | Watertown | 13601 | No | Copper | Unknown | Records | 1936-07-06 | 0.75 | Copper | Records | No | Multi Family | Unknown | 1936-07-06 | 0.75 | Non-Lead
316 Holcomb St | Watertown | 13601 | No | Copper | No | Records | 1927-05-06 | 0.75 | Copper | Records | No | Single Family | Unknown | 1927-05-06 | 0.75 | Non-Lead
320 Holcomb St | Watertown | 13601 | No | Copper | Unknown | Records | 1926-05-26 | 0.75 | Copper | Records | No | Single Family | Unknown | 1926-06-03 | 0.75 | Non-Lead
325 Holcomb St | Watertown | 13601 | No | Copper | Unknown | Records | 1967-11-06 | 0.75 | Copper | Records | No | Multi Family | Unknown | 1967-11-06 | 0.75 | Non-Lead
326 Holcomb St | Watertown | 13601 | No | Copper | No | Records | 1928-10-24 | 0.75 |  |  | No | Single Family | Unknown |  | 0.75 |  | Unknown inside Data
327-329 Holcomb St | Watertown | 13601 | No | Copper | Unknown | Records | 1966-10-26 | 1.5 | Copper | Records | No | Multi Family | Unknown | 1966-10-26 | 1.5 | Non-Lead
330 Holcomb St | Watertown | 13601 | No | Copper | Unknown | Records | 1938-10-01 | 1 | Copper | Records | No | Multi Family | Unknown | 1987-07-06 | 1 | Non-Lead
407 Holcomb St | Watertown | 13601 | No | Copper | Unknown | Records | 1957-08-15 | 0.75 | Copper | Records | No | Single Family | Unknown | 1957-08-15 | 0.75 | Non-Lead
410 Holcomb St | Watertown | 13601 | No | Copper | Unknown | Records | 1949-12-28 | 0.75 | Copper | Records | No | Single Family | Unknown | 1929-10-10 | 0.75 | Non-Lead
412 Holcomb St | Watertown | 13601 | No | Copper | Unknown | Records | 1935-12-10 | 0.75 | Copper | Records | No | Single Family | Unknown | 1935-12-10 | 0.75 | Non-Lead
413 Holcomb St | Watertown | 13601 | No | Copper | Unknown | Records | 1936-06-17 | 0.75 | Copper | Records | No | Single Family | Unknown | 1936-06-17 | 0.75 | Non-Lead
416 Holcomb St | Watertown | 13601 | No | Copper | Unknown | Records | 1962-04-26 | 0.75 | Copper | Records | No | Multi Family |  | 1962-04-26 | 0.75 | Non-Lead
417 Holcomb St | Watertown | 13601 | No | Copper | Unknown | Records | 1927-04-26 | 1 |  |  | No | Multi Family | Unknown |  | 1 |  | Unknown inside Data
420 Holcomb St | Watertown | 13601 | No | Copper | Unknown | Records | 1951-03-06 | 0.75 | Copper | Records | No | Single Family | Unknown | 2005-07-21 | 1 | Non-Lead
423 Holcomb St | Watertown | 13601 | No | Copper | Unknown | Records | 1926-08-11 | 1 | Copper | Records | No | Single Family | Unknown | 1926-08-11 | 1 | Non-Lead
507-509 Holcomb St | Watertown | 13601 | No | Copper | Unknown | Records | 1929-05-13 | 0.75 | Copper | Records | No | Multi Family | Unknown | 1929-05-13 | 0.75 | Non-Lead
512 Holcomb St | Watertown | 13601 | No | Copper | Yes | Records | 2018-10-10 | 1 | Copper | Records | No | Single Family | Unknown | 2018-10-10 | 1 | Non-Lead
513 Holcomb St | Watertown | 13601 | No | Copper | Unknown | Records | 1945-10-09 | 0.75 | Copper | Records | No | Single Family | Unknown | 1945-10-09 | 0.75 | Non-Lead
516 Holcomb St | Watertown | 13601 | No | Copper | Unknown | Records | 1952-09-16 | 0.75 | Copper | Records | No | Single Family | Unknown | 1952-09-16 | 0.75 | Non-Lead
517 Holcomb St | Watertown | 13601 | Unknown |  |  |  | 1899-09-17 | 0.75 |  |  | Unknown | Single Family | Unknown |  |  |  | Unknown Data inside and city side Main installed in 1948/55 Likely Copper
520 Holcomb St | Watertown | 13601 | No | Copper | Unknown | Records | 2011-04-07 | 0.75 |  |  | No | Single Family | Unknown |  | 0.75 |  | Unknown inside Data
521 Holcomb St | Watertown | 13601 | No | Copper | Unknown | Records | 1929-04-27 | 0.75 | Copper | Records | No | Single Family | Unknown | 1929-04-27 | 0.75 | Non-Lead
524 Holcomb St | Watertown | 13601 | No | Copper | Unknown | Records | 1949-12-19 | 0.75 | Copper | Records | No | Single Family | Unknown | 1949-12-19 | 0.75 | Non-Lead
615 Holcomb St | Watertown | 13601 | No | Copper | Unknown | Records | 1935-07-18 | 1 | Copper | Records | No | Multi Family | Unknown | 1964-08-04 | 1 | Non-Lead | Fed off of Paddock St
618 Holcomb St | Watertown | 13601 | No | Copper | Unknown | Records | 1928-05-11 | 0.75 | Copper | Records | No | Single Family | Unknown | 1928-05-14 | 0.75 | Non-Lead
622 Holcomb St | Watertown | 13601 | No | Copper | Unknown | Records | 1928-08-10 | 0.75 | Copper |  | No | Single Family | Unknown | 1928-08-10 | 0.75 | Non-Lead
623 Holcomb St | Watertown | 13601 | Unknown | Lead | Unknown | Records | 1942-12-14 | 0.75 |  |  | No | Single Family | Unknown |  | 0.75 |  | Unknown inside Data
629 Holcomb St | Watertown | 13601 | No | Copper | Unknown | Records | 1941-08-11 | 0.75 |  |  | No | Single Family | Unknown |  | 0.75 |  | Unknown inside Data. Fed off of Flower Ave W
710 Holcomb St | Watertown | 13601 | No | Copper | Unknown | Records | 1948-10-21 | 0.75 | Copper | Records | No | Business | Unknown | 1948-10-21 | 0.75 | Non-Lead
714 Holcomb St | Watertown | 13601 | Unknown | Unknown | Unknown | Records | 1923-05-08 | 0.75 |  |  | Unknown | Single Family | Unknown |  |  |  | Unknown inside and city side Data
715 Holcomb St | Watertown | 13601 | No | Copper | Unknown | Records | 1948-11-04 | 0.75 | Copper | Records | No | Single Family | Unknown | 1999-08-20 | 0.75 | Non-Lead
718 Holcomb St | Watertown | 13601 | No | Copper | Unknown | Records | 1948-10-14 | 0.75 | Copper | Records | No | Single Family | Unknown | 1929-07-19 | 0.75 | Non-Lead
719 Holcomb St | Watertown | 13601 | No | Copper | Unknown | Records | 1948-11-04 | 0.75 | Copper | Records | No | Single Family | Unknown | 2004-07-23 | 0.75 | Non-Lead
722 Holcomb St | Watertown | 13601 | No | Copper | Unknown | Records | 1948-10-15 | 0.75 | Copper | Records | No | Single Family | Unknown | 1974-10-07 | 0.75 | Non-Lead
723 Holcomb St | Watertown | 13601 | No | Copper | Yes | Records | 1948-11-04 | 0.75 |  |  | No | Single Family | Unknown | 1923-05-10 | 0.75 |  | Unknown inside Data
726 Holcomb St | Watertown | 13601 | No | Copper | Unknown | Records | 1948-11-15 | 0.75 | Copper | Records | No | Single Family | Unknown | 1993-10-28 | 0.75 | Non-Lead
727 Holcomb St | Watertown | 13601 | No | Copper | Unknown | Records | 1948-11-14 | 0.75 | Copper | Records | No | Single Family | Unknown | 1936-10-16 | 0.75 | Non-Lead
730 Holcomb St | Watertown | 13601 | No |  | Unknown | Records | 1914-12-07 | 0.75 | Galvanized | Records | Unknown | Single Family | Unknown | 1914-12-07 | 0.75 |  | Unknown inside and city side Data
731 Holcomb St | Watertown | 13601 | No | Copper | Unknown | Records | 1948-11-03 | 0.75 | Copper | Records | No | Single Family | Unknown | 1948-11-08 | 0.75 | Non-Lead
802 Holcomb St | Watertown | 13601 | No | Copper | Unknown | Records | 1956-03-20 | 0.75 | Copper | Records | No | Single Family | Unknown | 1976-06-15 | 0.75 | Non-Lead
803 & Milk House Holcomb St | Watertown | 13601 | No | Copper | Unknown | Records | 1948-11-12 | 1 | Copper | Records | No | Other | Unknown | 1991-06-13 | 1 | Non-Lead | 4" Fire service
806 Holcomb St | Watertown | 13601 | No | Copper | Unknown | Records | 1948-10-12 | 0.75 | Copper | Records | No | Single Family | Unknown | 1965-09-16 | 0.75 | Non-Lead
809 Holcomb St | Watertown | 13601 | No | Copper | Unknown | Records | 1948-11-03 | 0.75 | Copper | Records | No | Single Family | Unknown | 1992-10-05 | 0.75 | Non-Lead
810 Holcomb St | Watertown | 13601 | No | Copper | Unknown | Records | 1948-10-06 | 0.75 | Copper | Records | No | Single Family | Unknown | 1964-10-06 | 0.75 | Non-Lead
815 Holcomb St | Watertown | 13601 | No | Copper | Unknown | Records | 1948-11-04 | 0.75 | Copper | Records | No | Single Family | Unknown | 1948-11-03 | 0.75 | Non-Lead | brass
816 Holcomb St | Watertown | 13601 | No | Copper | Unknown | Records | 1948-10-06 | 0.75 | Copper | Records | No | Single Family | Unknown | 1970-10-01 | 0.75 | Non-Lead
819 Holcomb St | Watertown | 13601 | No | Copper | Unknown | Records | 1948-09-29 | 0.75 | Copper | Records | No | Single Family | Unknown | 1948-09-29 | 0.75 | Non-Lead
820-822 Holcomb St | Watertown | 13601 | No | Copper | Unknown | Records | 1948-10-14 | 2 | Copper | Records |  |  | None | 1948-10-06 | 2 | Non-Lead | Demolished Unknown termination point
824 Holcomb St | Watertown | 13601 | No | Copper | Unknown | Records | 1948-10-06 | 0.75 | Copper | Records | No | Single Family | Unknown | 1991-12-14 | 0.75 | Non-Lead
825 Holcomb St | Watertown | 13601 | No | Copper | Unknown | Records | 1948-09-30 | 0.75 | Copper | Records | No | Single Family | Unknown | 1948-09-30 | 0.75 | Non-Lead
828 Holcomb St | Watertown | 13601 | No | Copper | Unknown | Records | 1948-10-07 | 0.75 | Copper | Records | No | Single Family | Unknown | 1945-11-14 | 0.75 | Non-Lead
829 Holcomb St | Watertown | 13601 | No | Copper | Unknown | Records | 1953-05-08 | 0.75 | Copper | Records | No | Single Family | Unknown | 1953-05-08 | 0.75 | Non-Lead
832 Holcomb St | Watertown | 13601 | No | Copper | Unknown | Records | 1948-10-06 | 0.75 | Copper | Records | No | Single Family | Unknown | 1956-06-12 | 0.75 | Non-Lead
836 Temp Holcomb St | Watertown | 13601 | No | Copper | Unknown | Records | 1952-07-09 | 0.75 | Copper | Records | No | Single Family | Unknown | 1952-07-02 | 0.75 | Non-Lead | 302 Pratt St
837 Holcomb St | Watertown | 13601 | No | Copper | Unknown | Records | 1938-06-20 | 0.75 | Copper | Records | No | Single Family | Unknown | 1950-11-14 | 0.75 | Non-Lead
908-910-912 Holcomb St | Watertown | 13601 | No | Copper | Unknown | Records | 1971-04-28 | 1 |  |  | No | Multi Family | Unknown | 1971-05-13 |  |  | Unknown inside Data
909 Holcomb St | Watertown | 13601 | No | Copper | No | Records | 1956-04-24 | 0.75 | Copper | Records | No | Single Family | Unknown | 1956-04-24 | 0.75 | Non-Lead
914 Holcomb St | Watertown | 13601 | No | Copper | No | Records | 1948-06-16 | 0.75 | Copper | Records | No | Single Family | Unknown | 1948-06-16 | 0.75 | Non-Lead
915 Holcomb St | Watertown | 13601 | No | Copper | No | Records | 1956-10-17 | 0.75 |  |  | No | Single Family | Unknown | 1956-10-17 |  |  | Unknown inside Data
920 Holcomb St | Watertown | 13601 | No | Copper | Unknown | Records | 1948-10-06 | 0.75 | Copper | Records | No | Single Family | Unknown | 1938-06-28 | 0.75 | Non-Lead
926 Holcomb St | Watertown | 13601 | No | Copper | No | Records | 1950-07-25 | 0.75 | Copper | Records | No | Single Family | Unknown | 1950-07-24 | 0.75 | Non-Lead
930 Holcomb St | Watertown | 13601 | No | Copper | No | Records | 1951-06-20 | 0.75 | Copper | Records | No | Single Family | Unknown | 1951-06-19 | 0.75 | Non-Lead
931 Holcomb St | Watertown | 13601 | No | Copper | Unknown | Records | 1955-05-31 | 0.75 | Copper | Records | No | Single Family | Unknown | 1955-05-31 | 0.75 | Non-Lead
934 Holcomb St | Watertown | 13601 | No | Copper | Unknown | Records | 1951-07-18 | 0.75 | Copper | Records | No | Single Family | Unknown | 1951-07-18 | 0.75 | Non-Lead
937 Holcomb St | Watertown | 13601 | No | Copper | No | Records | 1952-08-30 | 0.75 | Copper | Records | No | Single Family | Unknown | 1952-08-30 | 0.75 | Non-Lead
940 Holcomb St | Watertown | 13601 | No | Copper | No | Records | 1951-09-11 | 0.75 | Copper | Records | No | Single Family | Unknown | 1951-09-11 | 0.75 | Non-Lead
947 Holcomb St | Watertown | 13601 | No | Copper | No | Records | 1952-03-05 | 0.75 | Copper | Records | No | Single Family | Unknown | 1952-03-05 | 0.75 | Non-Lead
951 Holcomb St | Watertown | 13601 | No | Copper | No | Records | 1952-04-04 | 0.75 | Copper | Records | No | Single Family | Unknown | 1952-04-04 | 0.75 | Non-Lead | Must be 953 Holcomb St
Disc Service Next to 1126 Holcomb St | Watertown | 13601 | No | Copper | Unknown | Records | 2005-10-21 | 0.75
Island-Holcomb & Massey Holcomb St | Watertown | 13601 | No | Copper | Unknown | Records | 1926-05-06 | 0.75 | Copper | Records | No |  | None | 1926-05-06 | 0.75 | Non-Lead
Outer Holcomb St Meter Pit Holcomb St | Watertown | 13601 | No | Unknown | Unknown | Records | 1954-09-25 | 2 |  |  |  |  | Unknown |  |  |  | Unknown Data
455-457 Holly St | Watertown | 13601 | No | Copper | Unknown | Records | 1934-04-30 | 0.75 | Copper | Records | No | Multi Family | Unknown | 1934-04-30 | 0.75 | Non-Lead
459 Holly St | Watertown | 13601 | No | Copper | Unknown | Records | 1934-04-30 | 0.75 | Copper | Records | No | Single Family | Unknown | 1934-04-30 | 0.75 | Non-Lead
463-465 Holly St | Watertown | 13601 | No | Copper | Unknown | Records | 1981-09-09 | 1 |  |  | No | Business | Unknown |  |  |  | Unknown inside Data
466 Holly St | Watertown | 13601 | No | Copper | Unknown | Records | 1961-04-18 | 0.75 | Copper | Records | No | Single Family | Unknown | 1961-04-18 | 0.75 | Non-Lead
200-202 Howk St | Watertown | 13601 | No | Copper | Unknown | Records | 1987-07-04 | 1 |  |  | No | Business | Unknown |  | 1 |  | Unknown inside Data ( owner installed)
279 Howk St | Watertown | 13601 | No | Copper | Unknown | Records | 1926-11-13 | 0.75 | Copper | Records | No | Single Family | Unknown | 1926-05-20 | 0.75 | Non-Lead
283-285 Howk St | Watertown | 13601 | No | Copper | Unknown | Records | 1934-03-26 | 0.75 | Copper | Records | No | Multi Family | Unknown | 1993-07-09 | 0.75 | Non-Lead
289 Howk St | Watertown | 13601 | No | Copper | Unknown | Records | 1926-05-14 | 0.75 | Copper | Records | No | Single Family | Unknown | 2013-05-30 | 0.75 | Non-Lead
303 Howk St | Watertown | 13601 | No | Copper | Unknown | Records | 1926-10-11 | 0.75 | Copper |  | No | Multi Family | Unknown |  | 0.75 | Non-Lead | Unknown inside Data
307 Howk St | Watertown | 13601 | No | Copper | Unknown | Records | 1937-07-29 | 0.75 | Copper | Records | No | Multi Family | Unknown | 1937-07-29 | 0.75 | Non-Lead
308 Howk St | Watertown | 13601 | Unknown | Unknown | Unknown | Records |  | 0.75 | Copper | Records | No | Multi Family | Unknown | 2002-02-20 | 0.75 | Unknown | Unknown City side Data
310-312 Howk St | Watertown | 13601 | No | Copper | Unknown | Records | 1970-07-07 | 0.75 | Copper | Records | No | Multi Family | Unknown | 1970-07-07 | 0.75 | Non-Lead
313-315 Howk St | Watertown | 13601 | No | Copper | Unknown | Records | 1955-06-21 | 0.75 | [8 empty] | Demolished Unknown termination point
314 Howk St | Watertown | 13601 | No | Copper | Unknown | Records | 1934-03-30 | 0.75 | Copper | Records | No | Single Family | Unknown | 1963-08-01 | 0.75 | Non-Lead
320 Howk St | Watertown | 13601 | No | Copper | Unknown | Records | 1934-04-30 | 0.75 | Copper | Records | No | Multi Family | Unknown | 1955-02-07 | 0.75 | Non-Lead
321-323 Howk St | Watertown | 13601 | No | Copper | Unknown | Records | 1953-06-05 | 0.75 | Copper | Records | No | Business | Unknown | 1953-06-05 | 0.75 | Non-Lead
324 Howk St | Watertown | 13601 | No | Copper | Unknown | Records | 1948-06-15 | 0.75 | Copper | Records | No | Multi Family | Unknown | 1948-06-15 | 0.75 | Non-Lead
1002 Hungerford St | Watertown | 13601 | No | Copper | Unknown | Records | 2003-11-06 | 0.75 | Copper | Records | No | Multi Family | Unknown | 2003-11-07 | 0.75 | Non-Lead | fed through 603 Hamilton St S
1008 Hungerford St | Watertown | 13601 | No | Copper | Unknown | Records | 1946-07-17 | 0.75 | Copper | Records | No | Single Family | Unknown | 1946-07-17 | 0.75 | Non-Lead
1009 Hungerford St | Watertown | 13601 | No | Copper | Unknown | Records | 1946-07-16 | 0.75 | Copper | Records | No | Single Family | Unknown | 1946-07-16 | 0.75 | Non-Lead
1102 Hungerford St | Watertown | 13601 | No | Copper | Unknown | Records | 1987-09-24 | 0.75 | Copper | Records | No | Single Family | Unknown | 1987-09-24 | 0.75 | Non-Lead | Fed off of Moffett St
20688 & Service for Motel Hunt St | Watertown | 13601 | No | Copper | Unknown | Records | 1987-08-17 | 1.5 | Copper | Records | No | Business | Unknown | 1987-08-17 | 1.5 | Non-Lead
20700 Hunt St | Watertown | 13601 | No | Copper | No | Records | 1948-07-07 | 0.75 | Copper | Records | No | Single Family | Unknown | 1948-07-07 | 0.75 | Non-Lead
20722 Hunt St | Watertown | 13601 | No | Copper | No | Records | 1948-04-20 | 0.75 | Copper | Records | No | Single Family | Unknown | 1948-04-20 | 0.75 | Non-Lead
20736 Hunt St | Watertown | 13601 | No | Copper | No | Records | 1954-07-07 | 0.75 | Copper | Records | No | Single Family | Unknown | 1954-07-07 | 0.75 | Non-Lead
20752 Hunt St | Watertown | 13601 | No | Copper | No | Records | 1948-09-07 | 0.75 | Copper | Records | No | Single Family | Unknown | 1948-09-07 | 0.75 | Non-Lead
20778 Hunt St | Watertown | 13601 | No | Copper | No | Records | 1954-07-13 | 1 | Copper | Records | No | Business | Unknown | 1954-07-13 | 0.75 | Non-Lead
20788 Hunt St | Watertown | 13601 | No | Copper | No | Records | 1947-12-12 | 1 | Copper | Records | No | Business | Unknown | 1947-12-12 | 1 | Non-Lead
20832 & 20850 Hunt St & 20811 Shepard St Hunt St | Watertown | 13601 | No | Copper | No | Records | 1951-07-18 | 0.75 | Copper | Records | No | Single Family | Unknown | 1951-07-18 | 0.75 | Non-Lead
20868 Hunt St | Watertown | 13601 | No | Copper | Unknown | Records | 2012-02-08 | 1 | Plastic | Records | No | Single Family | Unknown | 2012-02-08 | 1 | Non-Lead
20880 Hunt St | Watertown | 13601 | No | Copper | No | Records | 2002-05-29 | 0.75 | Copper | Records | No | Single Family | Unknown | 2002-05-29 | 0.75 | Non-Lead
20896 Hunt St | Watertown | 13601 | No | Copper | No | Records | 1947-12-09 | 0.75 | Copper | Records | No | Single Family | Unknown | 1947-12-09 | 0.75 | Non-Lead
20920 Hunt St | Watertown | 13601 | No | Copper | No | Records | 2001-10-24 | 0.75 | Copper | Records | No | Single Family | Unknown | 2001-10-24 | 0.75 | Non-Lead
20932 Hunt St | Watertown | 13601 | No | Copper | No | Records | 1948-06-01 | 0.75 | Copper | Records | No | Single Family | Unknown | 1948-06-01 | 0.75 | Non-Lead
20960 Hunt St | Watertown | 13601 | No | Copper | No | Records | 2015-06-17 | 0.75 | Copper | Records | No | Single Family | Unknown | 2015-06-17 | 0.75 | Non-Lead
20976 Hunt St | Watertown | 13601 | No | Copper | No | Records | 1952-07-31 | 0.75 | Copper | Records | No | Multi Family | Unknown | 1952-07-31 | 0.75 | Non-Lead
21006 Hunt St | Watertown | 13601 | No | Copper | No | Records | 1956-06-01 | 0.75 | Copper | Records | No | Single Family | Unknown | 1956-06-01 | 0.75 | Non-Lead
21052 Hunt St | Watertown | 13601 | No | Copper | Unknown | Records | 2013-11-26 | 0.75 | Copper | Records | No | Single Family | Unknown | 2013-11-26 | 0.75 | Non-Lead
21108 Hunt St | Watertown | 13601 | No | Copper | No | Records | 1988-07-12 | 1 | Copper | Records | No | Single Family | Unknown | 1988-07-12 | 1 | Non-Lead
21122 Hunt St | Watertown | 13601 | No | Copper | No | Records | 1988-07-13 | 1 | Copper | Records | No | Single Family | Unknown | 1988-07-13 | 1 | Non-Lead
21132 Hunt St | Watertown | 13601 | No | Copper | Unknown | Records | 1988-06-29 | 0.75
21142 Hunt St & 24920 Ridge Rd Hunt St | Watertown | 13601 | No | Copper | Unknown | Records |  | 0.75 | Copper | Records | No | Single Family | Unknown | 1989-04-03 | 0.75 | Non-Lead | Unknown install Date city side
215 Hunt St | Watertown | 13601 | No | Copper | Unknown | Records | 1953-04-03 | 0.75 | Copper | Records | No | Single Family | Unknown | 1953-04-03 | 0.75 | Non-Lead
223 Hunt St | Watertown | 13601 | No | Copper | No | Records | 1960-06-22 | 0.75 | Copper | Records | No | Business | Unknown | 1960-06-22 | 0.75 | Non-Lead
235 Hunt St | Watertown | 13601 | No | Copper | No | Records | 1957-10-16 | 0.75 |  |  | No | Single Family | Unknown | 1957-10-16 | 0.75 |  | Owner installed inside Unknown Data
245 Hunt St | Watertown | 13601 | No | Copper | No | Records | 1947-11-24 | 0.75 | Copper | Records | No | Single Family | Unknown | 1947-11-24 | 0.75 | Non-Lead
248 Hunt St | Watertown | 13601 | No | Copper | No | Records | 1948-10-30 | 0.75 | Copper | Records | No | Single Family | Unknown | 1948-10-30 | 0.75 | Non-Lead
250 Hunt St | Watertown | 13601 | No | Copper | No | Records | 1954-07-07 | 0.75 | Copper | Records | No | Single Family | Unknown | 1954-07-07 | 0.75 | Non-Lead
254 Hunt St | Watertown | 13601 | No | Copper | No | Records | 1948-05-25 | 0.75 | Copper | Records | No | Single Family | Unknown | 1948-05-25 | 0.75 | Non-Lead
256 Hunt St | Watertown | 13601 | No | Copper | No | Records | 1948-08-13 | 0.75 | Copper | Records | No | Single Family | Unknown | 1948-08-13 | 0.75 | Non-Lead
260 Hunt St | Watertown | 13601 | No | Copper | No | Records | 1954-07-13 | 0.75 | Copper | Records | No | Business | Unknown | 1954-07-13 | 0.75 | Non-Lead
261 Hunt St | Watertown | 13601 | No | Copper | No | Records | 1947-11-24 | 0.75 | Copper | Records | No | Single Family | Unknown | 1947-11-24 | 0.75 | Non-Lead
262-264 Hunt St | Watertown | 13601 | No | Copper | No | Records | 1947-12-26 | 1 | Copper | Records | No | Business | Unknown | 1947-12-26 | 1 | Non-Lead
265 Hunt St | Watertown | 13601 | No | Copper | No | Records | 1947-11-21 | 0.75 | Copper | Records | No | Single Family | Unknown | 1947-11-21 | 0.75 | Non-Lead
269 Hunt St | Watertown | 13601 | No | Copper | No | Records | 1947-11-21 | 0.75 | Copper | Records | No | Single Family | Unknown | 1947-11-21 | 0.75 | Non-Lead
270 Hunt St | Watertown | 13601 | No | Copper | No | Records | 1947-12-30 | 0.75 | Copper | Records | No | Single Family | Unknown | 1947-12-30 | 0.75 | Non-Lead
315 Hunt St | Watertown | 13601 | No | Copper | No | Records | 1948-08-22 | 0.75 | Copper | Records |  |  | None | 1948-08-22 | 0.75 | Non-Lead | Demolished unknown termination point
340 Hunt St | Watertown | 13601 | No | Copper | No | Records | 1952-07-31 | 0.75 | Copper | Records | No | Multi Family | Unknown | 1952-07-31 | 0.75 | Non-Lead
348 Hunt St | Watertown | 13601 | No | Copper | No | Records | 1956-06-01 | 0.75 | Copper | Records | No | Single Family | Unknown | 1956-06-01 | 0.75 | Non-Lead
357 Hunt St | Watertown | 13601 | No | Copper | No | Records | 1948-07-20 | 1.5 | Copper | Records | No |  |  | 1948-07-06 | 1.5 | Non-Lead | Unknown location
379 & 381 Hunt St | Watertown | 13601 | No | Copper | No | Records | 1955-06-03 | 1 | Copper | Records | No | Business | Unknown | 1989-04-26 | 0.75 | Non-Lead
391 Hunt St | Watertown | 13601 | No | Copper | Unknown | Records | 1931-09-30 | 0.75 | Copper | Records | No | Single Family | Unknown | 1931-10-03 | 0.75 | Non-Lead
394 Hunt St | Watertown | 13601 | No | Copper | Unknown | Records | 1988-06-29 | 0.75 |  |  | No | Single Family | Unknown |  |  |  | Unknown inside Data
Charles Cousins Hunt St Permit Number 32071 Hunt St | Watertown | 13601 | No | Copper | No | Records | 1952-09-07 | 0.75 | Copper | Records | No | Single Family | Unknown | 1952-09-07 | 0.75 | Non-Lead
Ernest Mehaffy Hunt St Permit Number 32417 Hunt St | Watertown | 13601 | No | Copper | No | Records | 1954-07-25 | 0.75 | Copper | Records | No | Single Family | Unknown | 1954-07-25 | 0.75 | Non-Lead
Hunt & Huntington Pit Location Hunt St | Watertown | 13601 | No | Copper | No | Records |  | 0.75 | Copper | Records | No | Single Family |  | 1989-04-03 | 0.75 | Non-Lead | Feeds 2 houses
Vac Lot South of 20811 Shepard St off of Hunt St Hunt St | Watertown | 13601 | No | Copper | Unknown | Records | 1996-08-30 | [9 empty] | Unknown Data Inside and outside
1000-1002 Huntington St | Watertown | 13601 | No | Copper | Unknown | Records | 1933-11-21 | 0.75 | Copper | Records | No | Multi Family | Unknown | 1933-11-21 | 0.75 | Non-Lead | Fed off of N Hamilton St
1007 Huntington St | Watertown | 13601 | No | Copper | Unknown | Records | 1937-09-06 | 0.75 | Copper | Field Insp | No | Single Family | Unknown | 1950-07-19 | 0.75 | Non-Lead
1008 Huntington St | Watertown | 13601 | No | Copper | Unknown | Records | 1939-07-19 | 0.75 | Copper | Records | No | Single Family | Unknown | 1970-09-21 | 0.75 | Non-Lead
1009 Huntington St | Watertown | 13601 | No | Copper | Unknown | Records | 1935-09-06 | 0.75 | [8 empty] | Demolished 3/4 copper Hot main to c/s
1010 Huntington St | Watertown | 13601 | No | Copper | Unknown | Records | 1939-07-20 | 0.75 | Copper | Records | No | Single Family | Unknown | 1961-08-08 | 0.75 | Non-Lead
1011 Huntington St | Watertown | 13601 | No | Copper | Unknown | Records | 1939-08-28 | 0.75 | Copper | Records | No | Single Family | Unknown | 2003-05-08 | 0.75 | Non-Lead
1014 Huntington St | Watertown | 13601 | No | Copper | Unknown | Records | 1939-07-19 | 0.75 | Copper | Records | No | Single Family | Unknown | 1975-01-07 | 0.75 | Non-Lead
1015 Huntington St | Watertown | 13601 | No | Copper | Unknown | Records | 1939-08-28 | 0.75 | Copper | Records | No | Single Family | Unknown | 2003-05-28 | 0.75 | Non-Lead
1017 Huntington St | Watertown | 13601 | No | Copper | Unknown | Records | 1939-08-28 | 1 | [8 empty] | Demolished 1 ' copper Hot main to c/s
1018 Huntington St | Watertown | 13601 | No | Copper | Unknown | Records | 1939-07-19 | 0.75 | Copper | Records | No | Multi Family | Unknown | 1928-05-28 | 0.75 | Non-Lead
1020 Huntington St | Watertown | 13601 | No | Copper | Unknown | Records | 1939-07-19 | 0.75 | Copper | Records | No | Single Family | Unknown | 1961-06-06 | 0.75 | Non-Lead
1023 Huntington St | Watertown | 13601 | No | Copper | Unknown | Records | 1939-08-29 | 0.75 | Copper | Records | No | Single Family | Unknown | 1993-03-09 | 0.75 | Non-Lead
1027 Huntington St | Watertown | 13601 | No | Copper | Unknown | Records | 1939-06-01 | 0.75 | Copper | Records | No | Single Family | Unknown | 1971-12-27 | 0.75 | Non-Lead
1031 Huntington St | Watertown | 13601 | No | Copper | Unknown | Records | 1931-09-14 | 0.75 | Copper | Records | No | Single Family | Unknown | 1964-05-20 | 0.75 | Non-Lead
1036 Huntington St | Watertown | 13601 | No | Copper | Unknown | Records | 1939-08-29 | 1 | Copper | Records | No | Single Family | Unknown | 2019-02-04 | 0.75 | Non-Lead
1045 Huntington St | Watertown | 13601 | No | Copper | Unknown | Records | 1939-06-01 | 0.75 | Copper | Records | No | Single Family | Unknown | 1999-09-01 | 0.75 | Non-Lead
1049 Huntington St | Watertown | 13601 | No | Copper | Unknown | Records | 1939-06-01 | 0.75 |  |  | No | Single Family | Unknown |  |  |  | Unknown inside Data
1100 Huntington St | Watertown | 13601 | No | Copper | Unknown | Records | 1972-04-28 | 0.75 | Copper | Records | No | Multi Family | Unknown | 1972-04-28 | 0.75 | Non-Lead | Fed off of Mcclelland St
1104 Huntington St | Watertown | 13601 | No | Copper | Unknown | Records | 1939-08-29 | 0.75 | Copper | Records | No | Single Family | Unknown | 2009-05-13 | 0.75 | Non-Lead
1108 Huntington St | Watertown | 13601 | No | Copper | Unknown | Records | 1939-08-28 | 0.75 | [8 empty] | Demolished 3/4 copper Hot main to C/S
1109 Huntington St | Watertown | 13601 | No | Copper | Unknown | Records | 1939-06-01 | 0.75 | Copper | Records | No | Single Family | Unknown | 2010-02-23 | 0.75 | Non-Lead
1113 Huntington St | Watertown | 13601 | No | Copper | No | Records | 1939-06-01 | 0.75 | Copper | Records | No | Single Family | Unknown | 1989-10-02 | 0.75 | Non-Lead
1114 Huntington St | Watertown | 13601 | No | Copper | Unknown | Records | 1940-04-15 | 0.75 | Copper | Records | No | Single Family | Unknown | 1946-07-06 | 0.75 | Non-Lead
1117 Huntington St | Watertown | 13601 | No | Copper | Unknown | Records | 1939-06-01 | 0.75 | [8 empty] | Demolished 3/4 copper Hot main to c/s
1125 Huntington St | Watertown | 13601 | No | Copper | No | Records | 1986-10-08 | 1 | Copper | Records | No | Multi Family | Unknown | 1986-10-08 | 1 | Non-Lead
1134 Huntington St | Watertown | 13601 | No | Copper | Unknown | Records | 1939-06-15 | 0.75 |  |  | No | Single Family | Unknown |  |  |  | Unknown inside Data
1202 Huntington St | Watertown | 13601 | No | Copper | Unknown | Records | 1951-04-04 | 0.75 | Copper | Field Insp | No | Single Family | Unknown | 1951-04-04 | 0.75 | Non-Lead | Fed off of Indiana Ave N
1208-1210 Huntington St | Watertown | 13601 | No | Copper | Unknown | Records | 1939-04-27 | 0.75 |  |  | No | Multi Family | Unknown |  |  |  | Unknown inside Data
1214 Huntington St | Watertown | 13601 | No | Copper | Unknown | Records | 1955-05-25 | 0.75 | Copper | Records | No | Single Family | Unknown | 1955-05-25 | 0.75 | Non-Lead
1220 Huntington St | Watertown | 13601 | No | Copper | Unknown | Records | 1935-11-15 | 0.75 | Copper | Records | No | Single Family | Unknown | 1935-11-15 | 0.75 | Non-Lead | Fed off of N Michigan Ave
1312 Huntington St | Watertown | 13601 | No | Copper | Unknown | Records | 1936-01-08 | 0.75 | Copper | Records | No | Single Family | Unknown | 1936-01-20 | 0.75 | Non-Lead
1412 Huntington St | Watertown | 13601 | No | Copper | No | Records | 1939-04-20 | 0.75 |  |  | No | Single Family | Unknown |  |  |  | Unknown inside Data
1436 Huntington St | Watertown | 13601 | No | Copper | No | Records | 1962-11-16 | 1 | Copper | Records | No | Business | Unknown | 1994-03-28 | 1 | Non-Lead
1450 Huntington St | Watertown | 13601 | No | Copper | No | Records | 1964-10-21 | 0.75 |  |  | No | Business | Unknown |  | 0.75 |  | Unknown inside Data
1605 Huntington St | Watertown | 13601 | No | Copper | No | Records | 2004-08-17 | 2 | Copper | Records | No | Other | Unknown | 2004-08-17 | 2 | Non-Lead
1620 Huntington St | Watertown | 13601 | No | Known Other | No | Records | 1982-06-01 | 10 |  |  | No | Other | Unknown
1630 Huntington St | Watertown | 13601 | No | Copper | Unknown | Records | 1939-03-01 | 0.75 | Copper | Records | No |  |  | 1948-09-27 | 0.75 | Non-Lead
1700 Huntington St | Watertown | 13601 | No | Copper | No | Records | 1989-06-12 | 0.75 | [8 empty] | Discontinued at main
1719 Huntington St | Watertown | 13601 | No | Copper | No | Records | 1982-10-01 | 0.75 | [8 empty] | Construction trailer temp
1720 Huntington St | Watertown | 13601 | No | Copper | No | Records | 1957-05-22 | 0.75 | Copper | Records | No | Single Family | Unknown | 1957-05-22 | 0.75 | Non-Lead
1726 Huntington St | Watertown | 13601 | No | Copper | No | Records | 1931-10-03 | 0.75 | Copper | Records | No | Single Family | Unknown | 2022-08-31 | 0.75 | Non-Lead
1727 Huntington St | Watertown | 13601 | No | Copper | No | Records | 1931-10-01 | 0.75 | Copper | Records | No | Single Family | Unknown | 1931-10-12 | 0.75 | Non-Lead
1728 Huntington St | Watertown | 13601 | No | Copper | No | Records | 1931-10-01 | 0.75 | Copper | Records | No | Single Family | Unknown | 2022-08-31 | 0.75 | Non-Lead
1730 Huntington St | Watertown | 13601 | No | Copper | No | Records | 1931-09-30 | 0.75 | Copper | Records | No | Single Family | Unknown | 1931-09-30 | 0.75 | Non-Lead
1810 Huntington St | Watertown | 13601 | No | Copper | No | Records | 1957-10-14 | 1 | Copper | Records | No | Other | Unknown | 1957-10-14 | 1 | Non-Lead | Meter pit
618 & 624 Huntington St | Watertown | 13601 | No | Copper | Unknown | Records | 2016-04-21 | 1 | Copper | Records | No | Multi Family | Unknown | 2016-05-06 | 0.75 | Non-Lead
668 Huntington St | Watertown | 13601 | No | Copper | Unknown | Records | 1939-08-15 | 0.75 | Copper | Records | No | Multi Family | Unknown | 1968-06-04 | 0.75 | Non-Lead
682 Huntington St | Watertown | 13601 | No | Copper | Unknown | Records | 1939-08-14 | 0.75 | Copper | Records | No | Multi Family | Unknown | 1928-06-28 | 0.75 | Non-Lead
714 Huntington St | Watertown | 13601 | No | Copper | Unknown | Records | 1937-07-08 | 0.75 | Copper | Records | No | Single Family | Unknown | 1940-07-16 | 0.75 | Non-Lead
720 Huntington St | Watertown | 13601 | No | Copper | Unknown | Records | 1939-08-16 | 0.75 | Copper | Records | No | Multi Family | Unknown | 1966-08-23 | 0.75 | Non-Lead
728-730 Huntington St | Watertown | 13601 | No | Copper | Unknown | Records | 1939-08-16 | 0.75 |  |  | No | Multi Family | Unknown |  | 0.75 |  | Unknown inside Data
731 Huntington St | Watertown | 13601 | No | Copper | Unknown | Records | 1939-08-16 | 0.75 |  |  | No | Single Family | Unknown | 1923-06-12 | 0.75 |  | Unknown Inside Data
743-763 Huntington St | Watertown | 13601 | No | Known Other | No | Records | 1985-08-22 | 4 | Known Other | Records | No | Business | Unknown | 1985-08-22 | 4 | Non-Lead | 3/4" copper service installed 12/10/1974
801 Huntington St | Watertown | 13601 | No | Copper | Unknown | Records | 1938-06-23 | 0.75 | Copper | Records | No | Business | Unknown | 1934-06-18 | 0.75 | Non-Lead
805 Huntington St | Watertown | 13601 | No | Copper | No | Records | 1952-10-22 | 0.75 | Copper | Records | No | Business | Unknown | 1952-10-22 | 0.75 | Non-Lead
808 Huntington St | Watertown | 13601 | No | Copper | No | Records | 1941-05-05 | 2 | Copper | Records | No | Business | Unknown | 1941-05-05 | 2 | Non-Lead | 4x 1" taps with 12' of copper pipe to 2" copper
820 Huntington St | Watertown | 13601 | No | Copper | Unknown | Records | 1939-10-04 | 0.75 |  |  | No | Business | Unknown |  | 0.75 |  | Unknown inside Data Fed off of Central St
906 Huntington St | Watertown | 13601 | No | Copper | Unknown | Records | 1939-07-20 | 0.75 | Copper | Records | No | Single Family | Unknown | 1986-09-12 | 0.75 | Non-Lead
910 Huntington St | Watertown | 13601 | No | Copper | Unknown | Records | 1939-07-19 | 0.75 | Copper | Records | No | Single Family | Unknown | 1959-09-17 | 0.75 | Non-Lead
912 Huntington St | Watertown | 13601 | No | Copper | Unknown | Records | 1939-07-19 | 0.75 | Copper | Records | No | Single Family | Unknown | 1953-07-08 | 0.75 | Non-Lead
916 Huntington St | Watertown | 13601 | No | Copper | Unknown | Records | 1939-07-19 | 0.75 | Copper | Records | No | Single Family | Unknown | 1954-02-16 | 0.75 | Non-Lead
920 Huntington St | Watertown | 13601 | No | Copper | Unknown | Records | 1939-07-20 | 0.75 | Copper | Records | No | Single Family | Unknown | 1988-11-03 | 0.75 | Non-Lead
924 Huntington St | Watertown | 13601 | No | Copper | Unknown | Records | 1939-07-20 | 0.75 | Copper | Records | No | Single Family | Unknown | 1988-10-04 | 0.75 | Non-Lead
926 Huntington St | Watertown | 13601 | No | Copper | Unknown | Records | 1988-05-19 | 0.75 | Copper | Records | No | Single Family | Unknown | 1988-05-19 | 0.75 | Non-Lead
510 & 518 Hycliff Dr N | Watertown | 13601 | No | Copper | Unknown | Records | 1985-08-29 | 2 | Copper | Records | No | Multi Family | Unknown | 1985-08-29 | 2 | Non-Lead
531 Hycliff Dr N | Watertown | 13601 | No | Copper | No | Records | 1989-05-26 | 2 |  |  | No
542-544 Hycliff Dr N | Watertown | 13601 | No | Copper | No | Records | 1970-04-20 | 1.5 | Copper | Records | No | Multi Family | Unknown | 1970-04-20 | 1.5 | Non-Lead
Taps 510, 518, 530, 542 & 544 Hycliff Dr N | Watertown | 13601 | No | Copper | No |  |  | 2
453-455 Hycliff Dr S | Watertown | 13601 | No | Copper | Unknown | Records | 1998-06-01 | 1 | Copper | Records | No | Single Family | Unknown | 2009-11-04 | 0.75 | Non-Lead
110 Indiana Ave N | Watertown | 13601 | No | Copper | Unknown | Records | 1946-07-29 | 0.75 | Copper | Records | No | Single Family | Unknown | 1946-07-29 | 0.75 | Non-Lead
111 Indiana Ave N | Watertown | 13601 | Yes | Unknown | Unknown | Records | 1924-05-19 | 1 | Copper | Records | Unknown | Multi Family | Unknown | 1961-04-17 | 0.75 | Unknown | Unknown city side Data with LC
114 Indiana Ave N | Watertown | 13601 | No | Copper | Yes | Records | 2022-05-17 | 0.75 | Copper | Records | No | Single Family | Unknown | 2022-05-17 | 0.75 | Non-Lead | LRP
115 Indiana Ave N | Watertown | 13601 | Yes | Unknown | Unknown | Records | 1924-05-23 | 0.75 | Copper | Records | Unknown | Single Family | Unknown | 1934-08-23 | 0.75 | Unknown | Unknown city side
116-118 Indiana Ave N | Watertown | 13601 | Unknown | Unknown | Unknown | Records | 1924-05-23 | 1 | Copper | Records | Unknown | Multi Family | Unknown | 1970-08-12 | 0.75 | Unknown | Unknown City side Data
119 Indiana Ave N | Watertown | 13601 | No | Copper | Unknown | Records | 1968-10-16 | 0.75 | Copper | Records | No | Single Family | Unknown | 1968-10-16 | 0.75 | Non-Lead
122 Indiana Ave N | Watertown | 13601 | Unknown | Unknown | Unknown | Records | 1923-08-24 | 1 | Copper | Records | Unknown | Single Family | Unknown | 1912-03-27 | 0.75 | Unknown | Unknown city side Data
123 Indiana Ave N | Watertown | 13601 | No | Copper | Unknown | Records | 1934-08-20 | 1 | Copper | Records | No | Single Family | Unknown | 1934-08-20 | 1 | Non-Lead
126 Indiana Ave N | Watertown | 13601 | No | Copper | Yes | Records | 1922-05-12 | 0.75 | Copper | Records | No | Single Family | Unknown | 1988-12-06 | 1 | Non-Lead | LRP
127 Indiana Ave N | Watertown | 13601 | No | Copper | Unknown | Records | 1964-07-06 | 0.75 | Copper | Records | No | Single Family | Unknown | 1964-07-06 | 0.75 | Non-Lead
129-131 Indiana Ave N | Watertown | 13601 | Unknown | Galvanized | Unknown | Records | 1924-05-07 | 1 | [8 empty] | Demolished unknown termination point
130 Indiana Ave N | Watertown | 13601 | No | Copper | Unknown | Records | 2004-09-28 | 0.75 | Copper | Records | No | Single Family | Unknown | 2004-09-28 | 0.75 | Non-Lead
133-135 Indiana Ave N | Watertown | 13601 | No | Copper | Yes | Records | 2018-05-01 | 1 | Copper | Records | No | Multi Family | Unknown | 2018-05-01 | 1 | Non-Lead | LRP
134-136 Indiana Ave N | Watertown | 13601 | No | Copper | Unknown | Records | 1941-08-05 | 1 | Copper | Records | No | Multi Family | Unknown | 1941-08-05 | 1 | Non-Lead
137-139 Indiana Ave N | Watertown | 13601 | No | Copper | Unknown | Records | 1991-02-13 | 1 | Copper | Records | No | Multi Family | Unknown | 1991-02-13 | 1 | Non-Lead
140 Indiana Ave N | Watertown | 13601 | No | Copper | Yes | Records | 2022-05-05 | 1 | Copper | Records | No | Single Family | Unknown | 2002-12-11 | 0.75 | Non-Lead | LRP
201-203 Indiana Ave N | Watertown | 13601 | No | Copper | Unknown | Records | 1991-05-07 | 1 | Copper | Records | No | Multi Family | Unknown | 1991-05-07 | 1 | Non-Lead
202 Indiana Ave N | Watertown | 13601 | No | Copper | Yes | Records | 2021-05-05 | 0.75 | Copper | Records | No | Single Family | Unknown | 2021-05-05 | 0.75 | Non-Lead | LRP
205-207 Indiana Ave N | Watertown | 13601 | Yes | Unknown | Unknown | Records | 1924-05-20 | 1 | Unknown | Records | Unknown | Multi Family | Unknown | 1901-06-18 |  | Unknown | Unknown Data in and city side with LC
206 Indiana Ave N | Watertown | 13601 | No | Copper | Yes | Records | 2019-05-20 | 1 | Copper | Records | No | Single Family | Unknown | 2019-05-20 | 1 | Non-Lead | LRP
210-212 Indiana Ave N | Watertown | 13601 | No | Copper | Unknown | Records | 1984-02-08 | 0.75 | Unknown | Records | No | Multi Family | Unknown | 1918-08-14 | 1 | Unknown | Unknown inside Data
211 Indiana Ave N | Watertown | 13601 | No | Copper | Unknown | Records | 2000-04-03 | 0.75 | Copper | Records | No | Single Family | Unknown | 2000-04-03 | 0.75 | Non-Lead
215 Indiana Ave N | Watertown | 13601 | No | Copper | Unknown | Records | 1930-11-04 | 0.75 | Copper | Records | No | Single Family | Unknown | 1985-07-03 | 0.75 | Non-Lead
216 Indiana Ave N | Watertown | 13601 | No | Copper | Unknown | Records | 1967-01-30 | 0.75 | Copper | Records | No | Single Family | Unknown | 1967-01-30 | 0.75 | Non-Lead
218 Indiana Ave N | Watertown | 13601 | No | Copper | Unknown | Records | 1967-12-15 | 0.75 | Copper | Records | No | Single Family | Unknown | 2016-06-09 | 0.75 | Non-Lead
219 Indiana Ave N | Watertown | 13601 | No | Copper | Unknown | Records | 1940-05-06 | 0.75 | Unknown | Records | No | Single Family | Unknown |  | 1 | Unknown | Unknown inside Data
221-223 Indiana Ave N | Watertown | 13601 | No | Copper | Yes | Records | 2022-05-10 | 1 | Unknown | Records | No | Multi Family | Unknown | 1924-05-05 | 1 | Unknown | Unknown inside Data
222 Indiana Ave N | Watertown | 13601 | No | Copper | Unknown | Records | 1947-08-20 | 0.75 | Copper | Records | No | Single Family | Unknown | 1947-08-20 | 0.75 | Non-Lead
226 Indiana Ave N | Watertown | 13601 | Unknown | Galvanized | Unknown | Records | 1924-05-20 | 1 | Copper | Records | Unknown | Single Family | Unknown | 2017-11-29 | 0.75 | Non-Lead
227 Indiana Ave N | Watertown | 13601 | No | Copper | Unknown | Records | 2012-08-22 | 0.75 | Copper | Records | No | Single Family | Unknown | 2012-08-22 | 0.75 | Non-Lead
230 Indiana Ave N | Watertown | 13601 | Unknown | Unknown | Unknown | Records | 1924-06-10 | 0.75 | Unknown |  | Unknown | Single Family | Unknown | 1919-11-26 | 0.75 | Unknown | Unknown inside and city side Data
231 Indiana Ave N | Watertown | 13601 | No | Copper | Unknown | Records | 1940-05-23 | 0.75 | Unknown | Records | No | Single Family | Unknown | 1916-09-21 | 0.75 | Unknown | Unknown inside Data
232 Indiana Ave N | Watertown | 13601 | No | Copper | Unknown | Records | 1959-10-10 | 0.75 | Copper | Records | No | Single Family | Unknown | 1959-10-10 | 0.75 | Non-Lead
233 Indiana Ave N | Watertown | 13601 | No | Copper | Unknown | Records | 1992-05-27 | 0.75 | Copper | Records | No | Single Family | Unknown | 1992-05-27 | 0.75 | Non-Lead
235 Indiana Ave N | Watertown | 13601 | No | Copper | Unknown | Records | 1950-09-05 | 0.75 | [8 empty] | Demolished 2021 3/4 copper Hot Main to C/S
240 Indiana Ave N | Watertown | 13601 | No | Galvanized | Yes | Records | 2000-02-28 | 1 | Galvanized | Records | No | Single Family | Unknown | 1924-05-05 | 1 | GSLRR | Goose neck replaced 2/28/2000 with copper
262 Indiana Ave N | Watertown | 13601 | No | Copper | Unknown | Records | 1996-06-07 | 1 | Copper | Records | No | Single Family | Unknown | 1996-06-07 | 1 | Non-Lead
265 Indiana Ave N | Watertown | 13601 | Yes | Known Other | Unknown | Records | 1951-06-22 | 4 | Known Other | Records | Yes | Business | Unknown | 1951-05-24 | 4 | Non-Lead | 4" Cast Iron
268 Indiana Ave N | Watertown | 13601 | No | Copper | Unknown | Records | 1988-12-01 | 1 | Copper | Records | No | Single Family | Unknown | 1988-11-20 | 1 | Non-Lead
287 Indiana Ave N | Watertown | 13601 | No | Copper | Unknown | Records | 1942-08-12 | 0.75 |  |  | No | Single Family | Unknown |  | 0.75 |  | Unknown inside Data
290 Indiana Ave N | Watertown | 13601 | Unknown | Unknown | Unknown |  | 1906-10-22 | 0.75 |  |  | Unknown | Single Family | Unknown |  |  |  | Unknown inside and City side Data
292-294 Indiana Ave N | Watertown | 13601 | No | Copper | Unknown | Records | 1933-04-20 | 0.75 | Copper | Records | No | Multi Family | Unknown | 1933-01-19 | 0.75 | Non-Lead
293 Indiana Ave N | Watertown | 13601 | Unknown | Unknown | Unknown | Records | 1924-05-06 | 1 | Copper | Records | Unknown | Single Family | Unknown | 1952-04-22 | 0.75 | Unknown | Unknown outside Data
297 Indiana Ave N | Watertown | 13601 | No | Copper | Unknown | Records | 1954-06-08 | 0.75 | Copper | Records | No | Multi Family | Unknown | 1954-06-08 | 0.75 | Non-Lead
302 Indiana Ave N | Watertown | 13601 | No | Copper | Unknown | Records | 1946-11-12 | 0.75 | Copper | Records | No | Single Family | Unknown | 1946-11-12 | 0.75 | Non-Lead
303 Indiana Ave N | Watertown | 13601 | No | Copper | Unknown | Records | 1971-10-07 | 0.75 | Copper | Records | No | Single Family | Unknown | 1971-10-07 | 0.75 | Non-Lead
306 Indiana Ave N | Watertown | 13601 | No | Copper | Unknown | Records | 1989-09-01 | 0.75 | Copper | Records | No | Multi Family | Unknown | 1989-11-06 | 1 | Non-Lead
307 Indiana Ave N | Watertown | 13601 | No | Copper | Unknown | Records | 1964-11-09 | 0.75 | Copper | Records | No | Single Family | Unknown | 1964-11-09 | 0.75 | Non-Lead
310 Indiana Ave N | Watertown | 13601 | No | Copper | Unknown | Records | 1989-08-25 | 0.75 | Copper | Records | No | Single Family | Unknown | 1989-08-25 | 0.75 | Non-Lead
312-314 Indiana Ave N | Watertown | 13601 | Unknown | Unknown | Unknown | Records | 1917-10-24 | 0.75 | Copper | Records | No | Multi Family | Unknown | 1986-08-18 | 0.75 | Unknown | Unknown city side Data
315 Indiana Ave N | Watertown | 13601 | Unknown | Unknown | Unknown | Records | 1923-10-16 | 0.75 | Copper | Records | No | Single Family | Unknown | 2008-07-27 | 0.75 | Unknown
320 Indiana Ave N | Watertown | 13601 | No | Copper | Unknown | Records | 1973-10-03 | 0.75 | Copper | Records | No | Single Family | Unknown | 1973-10-03 | 0.75 | Non-Lead
321 Indiana Ave N | Watertown | 13601 | Unknown | Unknown | Unknown | Records | 1921-03-14 | 0.75 | Copper | Records | Unknown | Single Family | Unknown | 2013-07-09 | 0.75 | Unknown | Unknown City side Data
322 Indiana Ave N | Watertown | 13601 | Unknown | Unknown | Unknown | Records | 1924-06-17 | 1 | Copper | Records | Unknown | Single Family | Unknown | 1987-11-24 | 0.75 | Unknown | Unknown City side Data
323 Indiana Ave N | Watertown | 13601 | Unknown | Unknown | Unknown | Records | 1902-06-04 | 0.75 | Unknown |  | Unknown | Single Family | Unknown |  | 0.75 | Unknown | Unknown inside and City side Data
327 Indiana Ave N | Watertown | 13601 | Unknown | Unknown | Unknown | Records | 1920-04-01 | 0.75 | Copper | Records | Unknown | Single Family | Unknown | 1989-09-28 | 0.75 | Unknown | Unknown City side Data
331 Indiana Ave N | Watertown | 13601 | No | Copper | Unknown | Records | 1976-10-11 | 0.75 | Unknown | Records | No | Single Family | Unknown | 1953-05-07 | 0.75 | Unknown | Unknown inside Data
332 Indiana Ave N | Watertown | 13601 | No | Copper | Unknown | Records | 1934-04-03 | 0.75 | Copper | Records | No | Single Family | Unknown | 1949-12-22 | 0.75 | Non-Lead
335 Indiana Ave N | Watertown | 13601 | No | Copper | Yes | Excavation | 2022-05-18 | 0.75 | Copper | Records | No | Single Family | Unknown | 1973-06-18 | 0.75 | Non-Lead | LRP dug and found copper
347 Indiana Ave N | Watertown | 13601 | Yes | Unknown | Yes | Records | 1924-06-17 | 1 |  |  | Unknown | Single Family | Unknown |  |  |  | Unknown Data inside and City side
348 Indiana Ave N | Watertown | 13601 | Unknown | Unknown | Unknown | Records | 1907-08-09 | 0.75 | Copper | Records | Unknown | Single Family | Unknown | 1991-07-08 | 0.75 | Unknown | Unknown City side Data
352 Indiana Ave N | Watertown | 13601 | Unknown | Unknown | Unknown | Records | 1924-06-01 | 1 | Copper | Records | Unknown | Single Family | Unknown | 2000-02-17 | 0.75 | Unknown | Unknown City side Data
112 Indiana Ave S | Watertown | 13601 | No | Copper | Unknown | Records | 1962-03-19 | 0.75 | Copper | Records | No | Single Family | Unknown | 1962-03-19 | 0.75 | Non-Lead
116 Indiana Ave S | Watertown | 13601 | No | Copper | Unknown | Records | 1936-04-25 | 0.75 | Copper | Records | No | Single Family | Unknown | 1936-04-25 | 0.75 | Non-Lead
117-119 Indiana Ave S | Watertown | 13601 | No | Copper | Unknown | Records | 1956-04-18 | 1 | Copper | Records | No | Multi Family | Unknown | 1956-04-18 | 1 | Non-Lead
121 Indiana Ave S | Watertown | 13601 | No | Copper | Unknown | Records | 1989-06-27 | 0.75 | Copper | Records | No | Single Family | Unknown | 1989-06-27 | 0.75 | Non-Lead
124 Indiana Ave S | Watertown | 13601 | No | Copper | Unknown | Records | 1936-05-05 | 0.75 | Copper | Records | No | Single Family | Unknown | 1936-05-06 | 0.75 | Non-Lead
125 Indiana Ave S | Watertown | 13601 | No | Copper | Unknown | Records | 1974-08-12 | 0.75 | Copper | Records | No | Single Family | Unknown | 1974-08-12 | 0.75 | Non-Lead
129 Indiana Ave S | Watertown | 13601 | Unknown | Galvanized | Unknown | Records | 1905-12-04 | 0.75 | Copper | Records | No | Single Family | Unknown | 1990-10-18 | 0.75 | Non-Lead
203 Indiana Ave S | Watertown | 13601 | No | Copper | Unknown | Records | 1992-07-16 | 1 | Copper | Records | No | Multi Family | Unknown | 1992-07-16 | 1 | Non-Lead
205-207 Indiana Ave S | Watertown | 13601 | No | Copper | Unknown | Records | 1962-06-19 | 0.75 | Copper | Records | No | Multi Family | Unknown | 1962-06-19 | 0.75 | Non-Lead
206 Indiana Ave S | Watertown | 13601 | No | Copper | Unknown | Records | 1953-04-06 | 0.75 | Copper | Records | No | Single Family | Unknown | 1953-04-06 | 0.75 | Non-Lead
208-210 Indiana Ave S | Watertown | 13601 | No | Copper | Unknown | Records | 1926-08-23 | 1 | Copper | Records | No | Multi Family | Unknown | 1926-08-23 | 1 | Non-Lead
209-211 Indiana Ave S | Watertown | 13601 | Unknown | Unknown | Unknown | Records | 1907-07-01 |  | Copper | Records | Unknown | Multi Family | Unknown | 1950-01-16 | 1 | Unknown | Unknown city side Data
214 Indiana Ave S | Watertown | 13601 | No | Copper | Unknown | Records | 1948-08-18 | 0.75 |  |  | No | [5 empty] | Demolished Unknown termination point
215 Indiana Ave S | Watertown | 13601 | No | Copper | Unknown | Records | 2001-08-29 | 0.75 | Copper | Records | No | Single Family | Unknown | 2001-08-29 | 0.75 | Non-Lead
216-218 Indiana Ave S | Watertown | 13601 | No | Copper | Unknown | Records | 1934-07-23 | 0.75 | [8 empty] | Demolished Unknown termination Point
221 Indiana Ave S | Watertown | 13601 | No | Copper | Unknown | Records | 1930-07-26 | 0.75 |  |  | No | Single Family | Unknown |  |  |  | Unknown inside Data
305 Indiana Ave S | Watertown | 13601 | No | Copper | Unknown | Records | 1970-08-03 | 0.75 | Copper | Records | No | Single Family | Unknown | 1970-08-03 | 0.75 | Non-Lead
306 Indiana Ave S | Watertown | 13601 | No | Copper | Unknown | Records | 2009-06-22 | 0.75 | Copper | Records | No | Single Family | Unknown | 2009-06-22 | 0.75 | Non-Lead
309 Indiana Ave S | Watertown | 13601 | Unknown | Unknown | Unknown | Records | 1911-06-14 | 0.75 |  |  | Unknown | Single Family | Unknown |  |  |  | Unknown inside and city side Data
310 Indiana Ave S | Watertown | 13601 | No | Copper | Unknown | Records | 1942-06-29 | 0.75 | Copper | Records | No | Single Family | Unknown | 1985-05-30 | 0.75 | Non-Lead
311 Indiana Ave S | Watertown | 13601 | Unknown | Unknown | Unknown | [6 empty] | Single Family | Unknown |  |  |  | Unknown Data inside and city side
314 Indiana Ave S | Watertown | 13601 | No | Copper | Unknown | Records | 1930-09-09 | 0.75 |  |  | No | Single Family | Unknown |  | 0.75 |  | Unknown inside Data
315 Indiana Ave S | Watertown | 13601 | No | Copper | Unknown | Records | 1965-09-22 | 0.75 | Copper | Records | No | Single Family | Unknown | 1965-09-22 | 0.75 | Non-Lead
318 Indiana Ave S | Watertown | 13601 | No | Copper | Unknown | Records | 1935-10-01 | 0.75 | Copper | Records | No | Single Family | Unknown | 1956-10-02 | 0.75 | Non-Lead
320 Indiana Ave S | Watertown | 13601 | No | Copper | Unknown | Records | 1936-09-11 | 0.75 | Copper | Records | No | Single Family | Unknown | 1961-06-01 | 0.75 | Non-Lead
323 Indiana Ave S | Watertown | 13601 | No | Copper | Yes | Records | 2022-07-19 | 0.75 | Copper | Records | No | Single Family | Unknown | 2022-07-19 | 0.75 | Non-Lead | LRP
327 Indiana Ave S | Watertown | 13601 | No | Copper | Unknown | Records | 2013-11-21 | 0.75 | Copper | Records | No | Single Family | Unknown | 1965-06-30 | 0.75 | Non-Lead
328 Indiana Ave S | Watertown | 13601 | No | Copper | Yes | Records | 2022-07-28 | 0.75 | Copper | Records | No | Single Family | Unknown | 2022-07-28 | 0.75 | Non-Lead | LRP
331 Indiana Ave S | Watertown | 13601 | No | Copper | Unknown | Records | 1949-10-19 | 0.75 | Copper | Records | No | Single Family | Unknown | 1949-10-25 | 0.75 | Non-Lead
332 Indiana Ave S | Watertown | 13601 | No | Copper | Unknown | Records | 1993-07-02 | 1 | Copper | Records | No | Single Family | Unknown | 1993-07-02 | 1 | Non-Lead
335 Indiana Ave S | Watertown | 13601 | No | Copper | Unknown | Records | 1946-04-09 | 0.75 | Copper | Records | No | Single Family | Unknown | 1946-04-09 | 0.75 | Non-Lead
336 Indiana Ave S | Watertown | 13601 | No | Copper | Unknown | Records | 1953-03-18 | 0.75 | Copper | Records | No | Single Family | Unknown | 1957-06-27 | 0.75 | Non-Lead
339 Indiana Ave S | Watertown | 13601 | No | Copper | Unknown | Records | 1967-11-20 | 0.75 | Copper | Records | No | Single Family | Unknown | 1967-11-20 | 0.75 | Non-Lead
340 Indiana Ave S | Watertown | 13601 | No | Copper | Unknown | Records | 1988-10-04 | 0.75 | Copper | Records | No | Single Family | Unknown | 1979-09-11 | 0.75 | Non-Lead
341 Indiana Ave S | Watertown | 13601 | No | Copper | Unknown | Records | 1962-06-11 | 0.75 | Copper | Records | No | Single Family | Unknown | 1962-06-11 | 0.75 | Non-Lead
344 Indiana Ave S | Watertown | 13601 | No | Copper | Unknown | Records | 2000-04-10 | 0.75 | Copper | Records | No | Single Family | Unknown | 2000-04-10 | 0.75 | Non-Lead
345 Indiana Ave S | Watertown | 13601 | No | Copper | Unknown | Records | 1966-05-23 | 0.75 | Copper | Records | No | Single Family | Unknown | 1966-05-23 | 0.75 | Non-Lead
348 Indiana Ave S | Watertown | 13601 | No | Copper | Unknown | Records | 1963-07-22 | 0.75 | Copper | Records | No | Single Family | Unknown | 2007-05-01 | 0.75 | Non-Lead
349 Indiana Ave S | Watertown | 13601 | No | Copper | Unknown | Records | 1996-06-18 | 0.75 | Copper | Records | No | Single Family | Unknown | 1996-06-18 | 0.75 | Non-Lead
352 Indiana Ave S | Watertown | 13601 | No | Copper | Unknown | Records | 1996-06-06 | 1 | Copper | Records | No | Single Family | Unknown | 1996-06-06 | 1 | Non-Lead
356 Indiana Ave S | Watertown | 13601 | No | Copper | Unknown | Records | 1960-11-01 | 0.75 | Copper | Records | No | Single Family | Unknown | 1960-11-01 | 0.75 | Non-Lead
360 Indiana Ave S | Watertown | 13601 | No | Copper | Unknown | Records | 1955-10-31 | 0.75 | Copper | Records | No | Single Family | Unknown | 1955-10-31 | 0.75 | Non-Lead
115 Iroquois Ave E | Watertown | 13601 | No | Copper | No | Records | 1927-07-01 | 0.75 |  |  | No | Single Family | Unknown |  |  |  | Unknown inside Data
119 Iroquois Ave E | Watertown | 13601 | No | Copper | No | Records | 1927-07-01 | 0.75 | Copper | Records | No | Single Family | Unknown | 1997-05-30 | 0.75 | Non-Lead
115 Iroquois Ave W | Watertown | 13601 | No | Copper | Unknown | Records | 1996-06-17 | 0.75 | Copper | Records | No | Single Family | Unknown | 2005-07-28 | 0.75 | Non-Lead
119 Iroquois Ave W | Watertown | 13601 | No | Copper | Unknown | Records | 1996-06-14 | 0.75 | Copper | Records | No | Single Family | Unknown | 1996-06-13 | 0.75 | Non-Lead
204 Iroquois Ave W | Watertown | 13601 | No | Copper | Unknown | Records | 1992-11-09 | 0.75 | Copper | Records | No | Single Family | Unknown | 1992-11-09 | 0.75 | Non-Lead
205 Iroquois Ave W | Watertown | 13601 | No | Copper | No | Records | 1993-08-27 | 0.75 | Copper | Records | No | Single Family | Unknown | 1993-08-27 | 0.75 | Non-Lead
207 Iroquois Ave W | Watertown | 13601 | No | Copper | No | Records | 1999-06-25 | 0.75 | Copper | Records | No | Single Family | Unknown | 1999-06-25 | 0.75 | Non-Lead
208 Iroquois Ave W | Watertown | 13601 | No | Copper | No | Records | 1992-02-13 | 0.75 | Copper | Records | No | Single Family | Unknown | 1992-02-13 | 0.75 | Non-Lead
211 Iroquois Ave W | Watertown | 13601 | No | Copper | No | Records | 1991-05-16 | 0.75 | Copper | Records | No | Single Family | Unknown | 1991-05-16 | 0.75 | Non-Lead
212 Iroquois Ave W | Watertown | 13601 | No | Copper | No | Records | 1943-09-13 | 0.75 | Copper | Records | No | Single Family | Unknown | 1982-06-14 | 0.75 | Non-Lead
215 Iroquois Ave W | Watertown | 13601 | No | Copper | No | Records | 2005-07-26 | 0.75 | Copper | Records | No | Single Family | Unknown | 2005-07-26 | 0.75 | Non-Lead
216 Iroquois Ave W | Watertown | 13601 | No | Copper | No | Records | 1962-10-01 | 0.75 | Copper | Records | No | Single Family | Unknown | 1982-05-26 | 0.75 | Non-Lead | Fed off of Cosgrove St
219 Iroquois Ave W | Watertown | 13601 | No | Copper | No | Records | 1993-02-01 | 0.75 | Copper | Records | No | Single Family | Unknown | 1989-08-29 | 0.75 | Non-Lead
223 Iroquois Ave W | Watertown | 13601 | No | Copper | No | Records | 1943-09-22 | 0.75 | Copper | Field Insp | No | Single Family | Unknown | 1943-09-22 | 0.75 | Non-Lead
304 Iroquois Ave W | Watertown | 13601 | No | Copper | No | Records | 1969-01-29 | 0.75 | Copper | Records | No | Single Family | Unknown | 1992-05-12 | 0.75 | Non-Lead
307 Iroquois Ave W | Watertown | 13601 | No | Copper | No | Records | 2001-09-04 | 0.75 | Copper | Records | No | Single Family | Unknown | 1945-09-22 | 0.75 | Non-Lead
308 Iroquois Ave W | Watertown | 13601 | No | Copper | No | Records | 1963-08-13 | 0.75 | Copper | Records | No | Single Family | Unknown | 1982-05-25 | 0.75 | Non-Lead
311 Iroquois Ave W | Watertown | 13601 | No | Copper | No | Records | 1989-04-27 | 0.75 | Copper | Records | No | Single Family | Unknown | 1989-04-27 | 0.75 | Non-Lead
312 Iroquois Ave W | Watertown | 13601 | No | Copper | No | Records | 1991-06-13 | 0.75 | Copper | Records | No | Single Family | Unknown | 1991-06-13 | 0.75 | Non-Lead
315 Iroquois Ave W | Watertown | 13601 | No | Copper | Unknown | Records | 1982-12-10 | 0.75 | Copper | Records | No | Single Family | Unknown | 1982-05-27 | 0.75 | Non-Lead
316 Iroquois Ave W | Watertown | 13601 | No | Copper | No | Records | 1976-03-31 | 0.75 | Copper | Records | No | Single Family | Unknown | 1976-03-31 | 0.75 | Non-Lead
317 Iroquois Ave W | Watertown | 13601 | No | Copper | No | Records | 1980-08-26 | 0.75 | Copper | Records | No | Single Family | Unknown | 1980-08-26 | 0.75 | Non-Lead
318 Iroquois Ave W | Watertown | 13601 | No | Copper | Unknown | Records | 1966-08-14 | 0.75 | Copper | Records | No | Single Family | Unknown | 1943-09-17 | 0.75 | Non-Lead | Multiple repairs inside unknown materials
321 Iroquois Ave W | Watertown | 13601 | No | Copper | Unknown | Records | 1968-07-02 | 0.75 | Copper | Records | No | Single Family | Unknown | 1968-07-02 | 0.75 | Non-Lead
324 Iroquois Ave W | Watertown | 13601 | No | Copper | Unknown | Records | 1971-07-20 | 0.75 | Copper | Records | No | Single Family | Unknown | 1971-07-20 | 0.75 | Non-Lead
1170 Ives St | Watertown | 13601 | No | Copper | No | Records | 1965-07-28 | 1 | Copper | Records | No | Single Family | Unknown | 1965-07-28 | 1 | Non-Lead
1201 Ives St | Watertown | 13601 | No | Copper | No | Records | 1968-09-13 | 1 | Copper | Records | No | Single Family | Unknown | 1968-09-13 | 1 | Non-Lead
1205 Ives St | Watertown | 13601 | No | Copper | No |  | 1963-08-19 | 1 |  |  | No | Single Family | Unknown |  |  |  | Unknown inside Data
1210 Ives St | Watertown | 13601 | No | Copper | No | Records | 1959-06-17 | 0.75 | Copper | Records | No | Single Family | Unknown | 1959-06-17 | 0.75 | Non-Lead
1220 Ives St | Watertown | 13601 | No | Copper | No | Records | 1958-05-21 | 1 | Copper | Records | No | Single Family | Unknown | 1958-05-21 | 1 | Non-Lead
1225 Ives St | Watertown | 13601 | No | Copper | No | Records | 1966-05-12 | 0.75 | Copper | Records | No | Single Family | Unknown | 1966-05-12 | 0.75 | Non-Lead
1233 Ives St | Watertown | 13601 | No | Copper | No | Records | 1969-02-13 | 1 | Copper | Records | No | Single Family | Unknown | 1969-02-13 | 1 | Non-Lead
1240 Ives St | Watertown | 13601 | No | Copper | No | Records | 1982-09-29 | 1.5 |  |  | No | Single Family | Unknown |  |  |  | Unknown inside Data
1250 Ives St | Watertown | 13601 | No | Copper | No | Records | 1987-05-13 | 1 | Copper | Records | No | Single Family | Unknown | 1987-05-13 | 1 | Non-Lead
1309 Ives St | Watertown | 13601 | No | Copper | No | Records | 1969-09-22 | 0.75 | Copper | Records | No | Single Family | Unknown | 1969-09-22 | 0.75 | Non-Lead
1315 Ives St | Watertown | 13601 | No | Copper | No | Records | 1969-06-06 | 1 | Copper | Records | No | Single Family | Unknown | 1969-06-06 | 1 | Non-Lead
1316 (Field House Pit) Ives St | Watertown | 13601 | No | Copper | No | Records | 2009-09-04 | 2 |  |  | No | Other | Unknown |  |  |  | Meter Pit 2" Unknown inside Data
1316 (School) Ives St | Watertown | 13601 | No | Known Other | No | Records | 1964-11-18 | 4 | Known Other | Records | Yes | School Childcare | Unknown | 1964-11-18 | 4 | Non-Lead | 7 Lead Joints
1325 Ives St | Watertown | 13601 | No | Copper | No | Records | 1970-06-30 | 0.75 | Copper | Records | No | Single Family | Unknown | 1970-06-30 | 0.75 | Non-Lead
1333 Ives St | Watertown | 13601 | No | Copper | No | Records | 1970-06-23 | 0.75 | Copper | Records | No | Single Family | Unknown | 1970-06-23 | 0.75 | Non-Lead
1341 Ives St | Watertown | 13601 | No | Copper | No | Records | 1971-08-27 | 0.75 | Copper | Records | No | Single Family | Unknown | 1971-08-27 | 0.75 | Non-Lead
1349 Ives St | Watertown | 13601 | No | Copper | No | Records | 1969-10-14 | 0.75 | Copper | Records | No | Single Family | Unknown | 1969-10-14 | 0.75 | Non-Lead
1357 Ives St | Watertown | 13601 | No | Copper | No | Records | 1969-09-22 | 0.75 | Copper | Records | No | Single Family | Unknown | 1969-09-22 | 0.75 | Non-Lead
1365 Ives St | Watertown | 13601 | No | Copper | No | Records | 1969-10-06 | 0.75 | Copper | Records | No | Single Family | Unknown | 1969-10-06 | 0.75 | Non-Lead
1377 Ives St | Watertown | 13601 | No | Copper | No | Records | 1970-10-30 | 0.75 | Copper | Records | No | Single Family | Unknown | 1970-10-30 | 0.75 | Non-Lead
1409 Ives St | Watertown | 13601 | No | Copper | No | Records | 1969-07-07 | 0.75 |  |  | No | Single Family | Unknown |  | 0.75 |  | Unknown inside Data
724 Ives St | Watertown | 13601 | No | Copper | Unknown | Records | 1937-10-19 | 0.75 | Copper | Records | No | Single Family | Unknown | 1937-10-19 | 0.75 | Non-Lead
742 Ives St | Watertown | 13601 | Unknown | Unknown | Unknown |  | 1920-06-01 | 1 | Copper | Records | Unknown | Single Family | Unknown | 1966-05-16 | 1 | Unknown | Unknown city side Data
852 Ives St | Watertown | 13601 | No | Copper | No | Records | 1992-04-27 | 1.5 | Copper | Records | No | Single Family | Unknown | 1992-04-27 | 1.5 | Non-Lead
910 Ives St | Watertown | 13601 | No | Copper | No | Records | 1992-04-27 | 1.5 | Copper | Records | No | Single Family | Unknown | 1993-05-18 | 1.5 | Non-Lead
915 Ives St | Watertown | 13601 | No | Copper | No | Records | 1954-08-08 | 0.75 | Copper | Records | No | Single Family | Unknown | 1954-08-08 | 0.75 | Non-Lead
920 Ives St | Watertown | 13601 | No | Copper | No | Records | 1969-07-23 | 1 | Copper | Records | No | Single Family | Unknown | 1969-07-23 | 1 | Non-Lead
923 Ives St | Watertown | 13601 | No | Copper | No | Records | 1956-07-17 | 1 | Copper | Records | No | Single Family | Unknown | 1956-07-17 | 1 | Non-Lead
924 Ives St | Watertown | 13601 | No | Copper | No | Records | 2010-12-23 | 1 | Copper | Records | No | Single Family | Unknown | 2010-12-23 | 1 | Non-Lead
925 Ives St | Watertown | 13601 | No | Copper | No | Records | 1963-11-14 | 1 | Copper | Records | No | Single Family | Unknown | 1963-11-14 | 1 | Non-Lead
927 Ives St | Watertown | 13601 | No | Copper | No | Records | 1977-06-10 | 0.75 | Copper | Records | No | Single Family | Unknown | 1977-06-10 | 0.75 | Non-Lead
929 Ives St | Watertown | 13601 | Unknown | [5 empty] | Copper | Records | Unknown | Multi Family | Unknown | 1929-09-28 | 1 |  | Unknown city side Data
Outer Ives St Church Ives St | Watertown | 13601 | No | Copper | No | Records | 1983-09-22 | 2 |  |  | No | Business | Unknown |  |  |  | Unknown inside Data
Trailer end of Golf Club Line Ives St | Watertown | 13601 | No | Copper | No | Records | 1952-05-24 | 0.75 | Plastic | Records | No |  | Unknown | 1952-05-24 | 0.75 | Non-Lead | Unknown Location and Data
117-129 Anthony St J B Wise Pl | Watertown | 13601 | No | Known Other | Unknown | Records | 1951-10-22 | 6 | [8 empty] | Demolished, Unknown Data
143 Anthony St (Empsall Co) J B Wise Pl | Watertown | 13601 | No | Known Other | Unknown | Records | 1923-05-31 | 6 | Known Other | Records | Unknown | Business | Unknown | 1923-05-31 | 6 | Non-Lead | 6" Fire service
177 Anthony St (W W Conde Hardware) J B Wise Pl | Watertown | 13601 | No | Known Other | Unknown | Records | 2011-06-01 | 6 | Known Other | Records | No | Business | Unknown | 1939-09-01 | 6 | Non-Lead
247 J B Wise Pl | Watertown | 13601 | No | Copper | Unknown | Records | 1967-01-16 | 1 | Copper | Records | No | Business | Unknown | 1967-01-16 | 1 | Non-Lead
259 J B Wise Pl | Watertown | 13601 | No | Known Other | Unknown | Records |  | 6 |  |  |  | Business | Unknown |  |  |  | Unknown Data
506 Jefferson St | Watertown | 13601 | No | Copper | Unknown | Records | 1938-06-30 | 0.75 | Copper | Records | No | Multi Family | Unknown | 1938-07-15 | 0.75 | Non-Lead
508 Jefferson St | Watertown | 13601 | No | Copper | Unknown | Records | 1938-06-30 | 0.75 | Copper | Records | No | Multi Family | Unknown | 1938-08-02 | 0.75 | Non-Lead
509-511 Jefferson St | Watertown | 13601 | No | Copper | Unknown | Records | 1948-10-16 | 0.75 | Copper | Records | No | Multi Family | Unknown | 1948-10-16 | 0.75 | Non-Lead
510-512 Jefferson St | Watertown | 13601 | No | Copper | Unknown | Records | 1938-06-30 | 0.75 | Copper | Records | No | Multi Family | Unknown | 1938-06-30 | 0.75 | Non-Lead
513 Jefferson St | Watertown | 13601 | No | Copper | Unknown | Records | 1938-07-01 | 0.75 | [8 empty] | Demolished Unknown Termination point
516 Jefferson St | Watertown | 13601 | No | Copper | Unknown | Records | 1938-07-01 | 0.75 |  |  | No | Single Family | Unknown |  |  |  | Unknown inside Data
517 Jefferson St | Watertown | 13601 | No | Copper | Unknown | Records | 1938-06-23 | 0.75 | Copper | Records | No | Single Family | Unknown | 1938-06-29 | 0.75 | Non-Lead
521 Jefferson St | Watertown | 13601 | No | Copper | Unknown | Records | 1938-06-30 | 0.75 | Copper | Records | No | Single Family | Unknown | 1938-07-05 | 0.75 | Non-Lead
522-524 Jefferson St | Watertown | 13601 | No | Copper | Unknown | Records | 1938-06-23 | 0.75 | Copper | Records | No | Multi Family | Unknown | 1982-03-10 | 0.75 | Non-Lead
523 Jefferson St | Watertown | 13601 | No | Copper | Unknown | Records | 1938-06-23 | 0.75 | Copper | Records | No | Single Family | Unknown | 1952-07-07 | 0.75 | Non-Lead
526 Jefferson St | Watertown | 13601 | No | Copper | Unknown | Records | 1999-07-16 | 0.75 | Copper | Records | No | Single Family | Unknown | 1938-06-29 | 0.75 | Non-Lead
529-531-533 Jefferson St | Watertown | 13601 | No | Copper | Unknown | Records | 1999-07-21 | 0.75 | Copper | Records | No | Multi Family | Unknown | 1933-02-28 | 0.75 | Non-Lead
530 Jefferson St | Watertown | 13601 | No | Copper | Unknown | Records | 1938-07-08 | 0.75 | Copper | Records | No | Single Family | Unknown | 1938-07-08 | 0.75 | Non-Lead
534 Jefferson St | Watertown | 13601 | No | Copper | Unknown | Records | 1938-07-08 | 0.75 | Copper | Records | No | Single Family | Unknown | 1938-07-08 | 0.75 | Non-Lead
535 Jefferson St | Watertown | 13601 | No | Copper | Unknown | Records | 1938-07-07 | 0.75 | [8 empty] | Demolished unknown termination point
536 Jefferson St | Watertown | 13601 | No | Copper | Unknown | Records | 1938-07-07 | 0.75 | Copper | Records | No | Single Family | Unknown | 1938-07-21 | 0.75 | Non-Lead
537-539 Jefferson St | Watertown | 13601 | No | Copper | Unknown | Records | 1938-07-07 | 0.75 | Copper | Records | No | Multi Family | Unknown | 1938-07-21 | 0.75 | Non-Lead
540 Jefferson St | Watertown | 13601 | No | Copper | Unknown | Records | 1938-07-14 | 0.75 | [8 empty] | Demolished 3/4 copper cut and peened inside C/S
541 Jefferson St | Watertown | 13601 | No | Copper | Unknown | Records | 1938-06-25 | 0.75 | Copper | Records | No | Single Family | Unknown | 1938-06-25 | 0.75 | Non-Lead
542 Jefferson St | Watertown | 13601 | No | Copper | Unknown | Records | 1938-07-15 | 0.75 | Copper | Records | No | Single Family | Unknown | 1938-07-21 | 0.75 | Non-Lead
543 Jefferson St | Watertown | 13601 | No | Copper | Unknown | Records | 1938-07-14 | 0.75 | Copper | Records | No | Single Family | Unknown | 1973-08-20 | 0.75 | Non-Lead
546 Jefferson St | Watertown | 13601 | No | Copper | Unknown | Records | 1938-06-23 | 0.75 | Copper | Records | No | Single Family | Unknown | 2003-08-07 | 0.75 | Non-Lead
547-549 Jefferson St | Watertown | 13601 | No | Copper | Unknown | Records | 1938-07-15 | 0.75 | Copper | Records | No | Multi Family | Unknown | 1938-07-21 | 0.75 | Non-Lead | Two parallel services
548 Jefferson St | Watertown | 13601 | No | Copper | Unknown | Records | 1938-07-15 | 0.75 | Copper | Records | No | Single Family | Unknown | 1938-07-21 | 0.75 | Non-Lead
1104 Jewell Dr | Watertown | 13601 | No | Copper | No | Records | 2000-09-06 | 1 | Copper | Records | No | Other | Unknown | 2000-09-06 | 1 | Non-Lead
1106-1108 Jewell Dr | Watertown | 13601 | No | Copper | No | Records | 2000-09-06 | 1 | Copper | Records | No | Multi Family | Unknown | 2000-09-06 | 1 | Non-Lead
1110-1112 Jewell Dr | Watertown | 13601 | No | Copper | No | Records | 1998-06-11 | 1 | Copper | Records | No | Multi Family | Unknown | 1998-06-11 | 1 | Non-Lead | 2 x 1" services
1122-1124 & 1126 Jewell Dr | Watertown | 13601 | No | Copper | No | Records | 2001-07-11 | 1 | Copper | Records | No | Multi Family | Unknown | 2001-07-11 | 1 | Non-Lead | 3 x 1" services
1128 Jewell Dr | Watertown | 13601 | No | Copper | No | Records | 2000-10-17 | 1 | Copper | Records | No | Multi Family | Unknown | 2000-10-17 | 1 | Non-Lead
1130 Jewell Dr | Watertown | 13601 | No | Copper | No | Records | 2001-03-08 | 1 | Copper | Records | No | Multi Family | Unknown | 2001-03-08 | 1 | Non-Lead
1200 Jewell Dr | Watertown | 13601 | No | Copper | No | Records | 2006-04-11 | 0.75 | Copper | Records | No | Business | Unknown | 2006-04-11 | 0.75 | Non-Lead
1348-1350 Jewell Dr | Watertown | 13601 | No | Copper | No | Records | 2005-05-11 | 0.75 | Copper | Records | No | Multi Family | Unknown | 2005-05-11 | 0.75 | Non-Lead | 2 X 3/4" services
935 (Bldg # 3) Jewell Dr | Watertown | 13601 | No | Copper | No | Records | 1972-10-10 | 2 | Copper | Records | No | Multi Family | Unknown | 1972-10-10 | 2 | Non-Lead
965 (Bldg #4) Jewell Dr | Watertown | 13601 | No | Copper | No | Records | 1972-10-10 | 2 | Copper | Records | No | Multi Family | Unknown | 1972-10-10 | 2 | Non-Lead
102 Katherine St | Watertown | 13601 | No | Copper | Unknown | Records | 1940-10-10 | 0.75 | Copper | Records | No | Single Family | Unknown | 1940-10-12 | 0.75 | Non-Lead
103 Katherine St | Watertown | 13601 | No | Copper | Unknown | Records | 1930-05-31 | 0.75 | Copper | Records | No | Single Family | Unknown | 1930-05-24 | 0.75 | Non-Lead
108 Katherine St | Watertown | 13601 | No | Copper | Unknown | Records | 1973-08-06 | 0.75 | Copper | Records | No | Single Family | Unknown | 2020-12-23 | 0.75 | Non-Lead
109 Katherine St | Watertown | 13601 | Unknown | Unknown | Unknown | Records | 1919-01-21 | 0.75 | Copper | Records | No | Single Family | Unknown | 1979-01-12 | 0.75 | Unknown | Unknown Data City side
112-114 Katherine St | Watertown | 13601 | No | Copper | Unknown | Records | 1969-08-16 | 1 | Copper | Records | No | Multi Family | Unknown | 1969-08-16 | 1 | Non-Lead
113-115 Katherine St | Watertown | 13601 | No | Copper | Unknown | Records | 2013-07-16 | 0.75 | Copper | Records | No | Multi Family | Unknown | 2013-07-16 | 0.75 | Non-Lead
119 Katherine St | Watertown | 13601 | No | Copper | Unknown | Records | 1961-09-12 | 0.75 | Copper | Records | No | Single Family | Unknown | 1961-09-12 | 0.75 | Non-Lead
123 Katherine St | Watertown | 13601 | Unknown | Unknown | Unknown | Records | 1919-01-21 | 0.75 | Unknown | Records | Unknown | Single Family | Unknown | 1919-01-21 | 0.75 | Unknown | Unknown Data Inside and City side
127-129 Katherine St | Watertown | 13601 | No | Copper | Unknown | Records | 1931-08-11 | 0.75 | Copper | Records | No | Multi Family | Unknown | 1931-08-11 | 0.75 | Non-Lead
133 Katherine St | Watertown | 13601 | No | Copper | Unknown | Records | 1930-09-13 | 0.75 | Copper | Records | No | Single Family | Unknown | 1930-09-13 | 0.75 | Non-Lead
139 Katherine St | Watertown | 13601 | No | Copper | Unknown | Records | 1931-11-27 | 0.75 | Copper | Records | No | Single Family | Unknown | 1931-11-27 | 0.75 | Non-Lead
141-143 Katherine St | Watertown | 13601 | No | Copper | Unknown | Records | 1944-11-14 | 0.75 | Copper | Records | No | Multi Family | Unknown | 1944-11-13 | 0.75 | Non-Lead
147 Katherine St | Watertown | 13601 | No | Copper | Unknown | Records | 1977-08-16 | 0.75 | Copper | Records | No | Single Family | Unknown | 1977-08-16 | 0.75 | Non-Lead
151 Katherine St | Watertown | 13601 | No | Copper | Unknown | Records | 1948-12-13 | 0.75 | Copper | Records | No | Single Family | Unknown | 1948-12-13 | 0.75 | Non-Lead
155 Katherine St | Watertown | 13601 | No | Copper | Unknown | Records | 1970-08-05 | 0.75 | Copper | Records | No | Single Family | Unknown | 1970-08-05 | 0.75 | Non-Lead
157 Katherine St | Watertown | 13601 | No | Copper | Yes | Records | 2022-09-15 | 0.75 | Copper | Records | No | Single Family | Unknown | 2022-09-15 | 0.75 | Non-Lead | LRP
113 Keyes Ave | Watertown | 13601 | No | Copper | Unknown | Records | 1958-02-27 | 0.75 | Copper | Records | No | Multi Family | Unknown | 1958-02-27 | 0.75 | Non-Lead
117 Keyes Ave | Watertown | 13601 | No | Copper | Yes | Records | 2018-07-18 | 1 |  |  | No | Single Family | Unknown
120 Keyes Ave | Watertown | 13601 | No | Copper | Unknown | Records | 1934-10-05 | 1 | Copper | Records | No | Multi Family | Unknown | 1934-10-05 | 1 | Non-Lead
123 Keyes Ave | Watertown | 13601 | No | Copper | Unknown | Records | 1951-11-09 | 0.75 | Copper | Records | No | Single Family | Unknown | 1951-11-09 | 0.75 | Non-Lead
128 Keyes Ave | Watertown | 13601 | No | Copper | Unknown | Records | 1932-09-28 | 1 | Copper | Records | No | Multi Family | Unknown | 1932-07-27 | 1 | Non-Lead
129 Keyes Ave | Watertown | 13601 | No | Copper | Unknown | Records | 1990-02-16 | 1 | Copper | Records | No | Multi Family | Unknown | 1990-02-16 | 1 | Non-Lead
134 Keyes Ave | Watertown | 13601 | No | Copper | Unknown | Records | 2001-11-09 | 1 | Copper | Records | No | Multi Family | Unknown | 1927-07-20 | 1 | Non-Lead
135 Keyes Ave | Watertown | 13601 | No | Copper | Unknown | Records | 1927-07-18 | 1 | Copper | Records | No | Business | Unknown | 1985-11-22 | 1 | Non-Lead
140 Keyes Ave | Watertown | 13601 | No | Copper | Unknown | Records | 1934-12-04 | 1 | Copper | Records | No | Single Family | Unknown | 1934-12-04 | 1 | Non-Lead
141 Keyes Ave | Watertown | 13601 | No | Copper | Unknown | Records | 1939-10-20 | 1 |  |  | No | Multi Family | Unknown |  | 1 |  | Unknown inside Data
146 Keyes Ave | Watertown | 13601 | No | Copper | Unknown | Records | 1932-09-22 | 1 | Copper | Records | No | Multi Family | Unknown | 1932-09-22 | 1 | Non-Lead
149 Keyes Ave | Watertown | 13601 | No | Copper | Unknown | Records | 1939-08-14 | 1 |  |  | No | Multi Family | Unknown |  | 1 |  | Unknown inside Data
203 Keyes Ave | Watertown | 13601 | No | Copper | Unknown | Records | 1972-11-02 | 0.75 | Copper | Records | No | Single Family | Unknown | 1972-11-02 | 0.75 | Non-Lead
204 Keyes Ave | Watertown | 13601 | No | Copper | Unknown | Records | 2001-05-08 | 1 | Copper | Records | No | Single Family | Unknown | 2001-05-08 | 1 | Non-Lead
211 Keyes Ave | Watertown | 13601 | No | Copper | Unknown | Records | 1971-06-03 | 1 | Copper | Records | No | Multi Family | Unknown | 1971-06-03 | 1 | Non-Lead
216 Keyes Ave | Watertown | 13601 | Unknown | Galvanized | Unknown | Records | 1921-05-24 | 1 | Galvanized | Records | Unknown | Multi Family | Unknown | 1921-05-24 | 1 | GSLRR | Galvanized line
217 Keyes Ave | Watertown | 13601 | No | Copper | Unknown | Records | 2001-07-29 | 1 |  |  | No | Multi Family | Unknown |  | 1 |  | Unknown inside Data
223 Keyes Ave | Watertown | 13601 | No | Copper | Unknown | Records | 1975-02-18 | 1 | Copper | Records | No | Multi Family | Unknown | 1975-02-28 | 1 | Non-Lead
228 Keyes Ave | Watertown | 13601 | No | Copper | Unknown | Records | 1969-11-10 | 1 | Copper | Records | No | Multi Family | Unknown | 1969-11-10 | 1 | Non-Lead
301-303 Keyes Ave | Watertown | 13601 | Unknown |  |  |  |  | 1 |  |  | Unknown | Multi Family | Unknown |  |  |  | Unknown inside and City side Data
302 Keyes Ave | Watertown | 13601 | No | Copper | Yes | Records | 2019-05-16 | 1 |  |  | No | Multi Family | Unknown |  |  |  | LRP City side Unknown Data inside
305 Keyes Ave | Watertown | 13601 | No | Copper | Unknown | Records | 1927-04-19 | 0.75 | Copper | Records | No | Single Family | Unknown | 1927-04-19 | 0.75 | Non-Lead
308 Keyes Ave | Watertown | 13601 | No | Copper | Yes | Records | 2021-05-06 | 1 | Copper | Records | No | Single Family | Unknown | 2021-05-06 | 1 | Non-Lead | LRP
309 Keyes Ave | Watertown | 13601 | No | Copper | Unknown | Records | 1941-11-05 | 0.75 | Copper | Records | No | Single Family | Unknown | 1941-11-05 | 0.75 | Non-Lead
311 Keyes Ave | Watertown | 13601 | No | Copper | Unknown | Records | 2012-07-09 | 1 | Copper | Records | No | Single Family | Unknown | 2012-07-09 | 1 | Non-Lead
314 Keyes Ave | Watertown | 13601 | No | Copper | Yes | Records | 2022-09-29 | 0.75 | Copper | Records | No | Single Family | Unknown | 2022-09-29 | 0.75 | Non-Lead | LRP
315-317 Keyes Ave | Watertown | 13601 | No | Copper | Yes | Records | 2022-09-12 | 1 | Copper | Records | No | Multi Family | Unknown | 2012-07-17 | 1 | Non-Lead | LRP
316-318 Keyes Ave | Watertown | 13601 | No | Copper | Unknown | Records | 1928-05-23 | 0.75 | Copper | Records | No | Multi Family | Unknown | 1928-05-23 | 0.75 | Non-Lead
321 Keyes Ave | Watertown | 13601 | No | Copper | Unknown | Records | 1948-11-03 | 0.75 | Copper | Records | No | Single Family | Unknown | 1948-11-03 | 0.75 | Non-Lead
324 Keyes Ave | Watertown | 13601 | No | Copper | Unknown | Records | 1930-05-23 | 1 | Copper | Records | No | Single Family | Unknown | 1930-05-28 | 1 | Non-Lead
327 Keyes Ave | Watertown | 13601 | No | Copper | Unknown | Records | 1939-10-19 | 0.75 | Copper | Records | No | Single Family | Unknown | 1965-10-04 | 0.75 | Non-Lead
328 Keyes Ave | Watertown | 13601 | No | Copper | Unknown | Records | 2001-09-11 | 0.75 | Copper | Records | No | Single Family | Unknown | 2001-09-11 | 0.75 | Non-Lead
331 Keyes Ave | Watertown | 13601 | No | Copper | Unknown | Records | 1978-04-27 | 1 | Copper | Records | No | Single Family | Unknown | 1978-04-27 | 1 | Non-Lead
334 Keyes Ave | Watertown | 13601 | No | Copper | Unknown | Records | 1930-10-21 | 0.75 | Copper | Records | No | Single Family | Unknown | 1930-10-21 | 0.75 | Non-Lead | Fed off of Hamlin St
337 Keyes Ave | Watertown | 13601 | No | Copper | Unknown | Records | 1932-10-19 | 0.75 | Copper | Records | No | Single Family | Unknown | 1932-10-19 | 0.75 | Non-Lead
341 Keyes Ave | Watertown | 13601 | No | Copper | Yes | Records | 2021-05-12 | 1 | Copper | Records | No | Multi Family | Unknown | 2021-05-12 | 1 | Non-Lead | LRP
342 Keyes Ave | Watertown | 13601 | Unknown | [8 empty] | Multi Family | Unknown |  |  |  | Unknown Data inside and city side
344 Keyes Ave | Watertown | 13601 | No | Copper | Unknown | Records | 1975-11-18 | 0.75 | Copper | Records | No | Single Family | Unknown | 1965-09-13 | 0.75 | Non-Lead
355 Keyes Ave | Watertown | 13601 | No | Copper | Unknown | Records | 1936-06-15 | 0.75 | Copper | Records | No | Single Family | Unknown | 1936-06-29 | 0.75 | Non-Lead
1105-1107-1109-1111 Kieff Dr | Watertown | 13601 | No | Copper | No | Records | 1987-05-19 | 1 | Copper | Records | No | Multi Family | Unknown | 1987-05-19 | 1 | Non-Lead | Four 1" services
540 Kieff Dr | Watertown | 13601 | No | Copper | No | Records | 1972-10-10 | 2 | Copper | Records | No | Multi Family | Unknown | 1972-10-10 | 2 | Non-Lead
941-943-945-947 Kieff Dr | Watertown | 13601 | No | Copper | No | Records | 1986-12-23 | 1 | Copper | Records | No | Multi Family | Unknown | 1986-12-23 | 1 | Non-Lead | Four 1" services
944 (Bldg #1) Kieff Dr | Watertown | 13601 | No | Copper | No | Records | 1972-10-10 | 2 | Copper | Records | No | Multi Family | Unknown | 1972-10-10 | 2 | Non-Lead
949-951-953-955 Kieff Dr | Watertown | 13601 | No | Copper | No | Records | 1987-05-19 | 1 | Copper | Records | No | Multi Family | Unknown | 1987-05-19 | 1 | Non-Lead | Four 1" services
957-959-1101-1103 Kieff Dr | Watertown | 13601 | No | Copper | No | Records | 1987-05-19 | 1 | Copper | Records | No | Multi Family | Unknown | 1987-05-19 | 1 | Non-Lead | Four 1" services
982 (Bldg #5) Kieff Dr | Watertown | 13601 | No | Copper | No | Records | 1972-10-10 | 2 | Copper | Records | No | Multi Family | Unknown | 1972-10-10 | 2 | Non-Lead
End of Kieff Dr Kieff Dr | Watertown | 13601 | No | Copper | No |  |  | 0.75 |  |  |  |  | None
702 Knickerbocker Dr | Watertown | 13601 | No | Copper | Unknown | Records | 1991-08-01 | 1 | Copper | Records | No | Single Family | Unknown | 1951-10-23 | 0.75 | Non-Lead | Fed off of Gotham St
706 Knickerbocker Dr | Watertown | 13601 | No | Copper | Unknown | Records | 2017-08-31 | 0.75 | Copper | Records | No | Single Family | Unknown | 1936-10-16 | 0.75 | Non-Lead
709 Knickerbocker Dr | Watertown | 13601 | No | Copper | Unknown | Records | 2017-08-01 | 0.75 | Copper | Records | No | Single Family | Unknown | 1992-01-07 | 0.75 | Non-Lead
712 Knickerbocker Dr | Watertown | 13601 | No | Copper | Unknown | Records | 2017-08-01 | 0.75 | Copper | Records | No | Single Family | Unknown | 1932-06-07 | 0.75 | Non-Lead
713 Knickerbocker Dr | Watertown | 13601 | No | Copper | Unknown | Records | 2017-08-01 | 0.75 | Copper | Records | No | Single Family | Unknown | 1999-04-22 | 0.75 | Non-Lead
716 Knickerbocker Dr | Watertown | 13601 | No | Copper | Unknown | Records | 2017-08-01 | 0.75 | Copper | Records | No | Single Family | Unknown | 1932-05-31 | 0.75 | Non-Lead
720 Knickerbocker Dr | Watertown | 13601 | No | Copper | Unknown | Records | 2017-08-01 | 0.75 | Copper | Records | No | Single Family | Unknown | 1932-06-06 | 0.75 | Non-Lead
722 Knickerbocker Dr | Watertown | 13601 | No | Copper | Unknown | Records | 2017-08-01 | 0.75 | Copper | Records | No | Single Family | Unknown | 1932-06-03 | 0.75 | Non-Lead
724 Knickerbocker Dr | Watertown | 13601 | No | Copper | Unknown | Records | 2017-08-01 | 0.75 | Copper | Records | No | Single Family | Unknown | 1986-01-24 | 0.75 | Non-Lead
728 Knickerbocker Dr | Watertown | 13601 | No | Copper | Unknown | Records | 2017-08-01 | 0.75 |  |  | No | Single Family | Unknown |  | 0.75 |  | Unknown inside Data
730 Knickerbocker Dr | Watertown | 13601 | No | Copper | Unknown | Records | 2017-08-01 | 0.75 | Copper | Records | No | Single Family | Unknown | 1948-04-30 | 0.75 | Non-Lead
734 Knickerbocker Dr | Watertown | 13601 | No | Copper | Unknown | Records | 2017-08-01 | 0.75 | Copper | Records | No | Single Family | Unknown | 1946-07-18 | 0.75 | Non-Lead
739 (School) Knickerbocker Dr | Watertown | 13601 | No | Known Other | Unknown | Records | 1997-07-24 | 4 | Known Other | Records | No | School Childcare | Unknown | 1997-07-24 | 4 | Non-Lead | 4" D.I.P.
740 Knickerbocker Dr | Watertown | 13601 | No | Copper | Unknown | Records | 2017-08-01 | 0.75 | Copper | Records | No | Single Family | Unknown | 1946-07-18 | 0.75 | Non-Lead
746 Knickerbocker Dr | Watertown | 13601 | No | Copper | No | Records | 2017-08-01 | 0.75 | Copper | Records | No | Single Family | Unknown | 1946-07-18 | 0.75 | Non-Lead
750 Knickerbocker Dr | Watertown | 13601 | No | Copper | No | Records | 2017-08-01 | 0.75 | Copper | Records | No | Single Family | Unknown | 1946-07-18 | 0.75 | Non-Lead
756 Knickerbocker Dr | Watertown | 13601 | No | Copper | No | Records | 2017-08-01 | 0.75 | Copper | Records | No | Single Family | Unknown | 1945-06-01 | 0.75 | Non-Lead
762 Knickerbocker Dr | Watertown | 13601 | No | Copper | No | Records | 2017-08-01 | 0.75 | Copper | Records | No | Single Family | Unknown | 1947-07-09 | 0.75 | Non-Lead
770 Knickerbocker Dr | Watertown | 13601 | No | Copper | No | Records | 2017-08-01 | 0.75 | Copper | Records | No | Multi Family | Unknown | 1948-06-24 | 0.75 | Non-Lead
302 Knowlton Ave | Watertown | 13601 | No | Copper | No | Records | 2005-11-28 | 0.75 | Copper | Records | No | Single Family | Unknown | 2005-11-29 | 0.75 | Non-Lead
306 Knowlton Ave | Watertown | 13601 | No | Copper | No | Records | 1973-11-27 | 0.75 | Copper | Records | No | Single Family | Unknown | 1973-11-27 | 0.75 | Non-Lead
1201 Lachenauer Dr | Watertown | 13601 | No | Copper | No | Records | 1986-08-15 | 0.75 | Copper | Records | No | Single Family | Unknown | 1986-08-15 | 0.75 | Non-Lead
1202 Lachenauer Dr | Watertown | 13601 | No | Copper | No | Records | 1987-06-15 | 1 | Copper | Records | No | Single Family | Unknown | 1987-06-15 | 1 | Non-Lead
1205 Lachenauer Dr | Watertown | 13601 | No | Copper | No | Records | 1979-04-25 | 0.75 | Copper | Records | No | Single Family | Unknown | 1979-04-25 | 0.75 | Non-Lead
1222 Lachenauer Dr | Watertown | 13601 | No | Copper | No | Records | 2003-09-11 | 1 | Copper | Records | No | Single Family | Unknown | 2003-09-11 | 1 | Non-Lead
1225 Lachenauer Dr | Watertown | 13601 | No | Copper | No | Records | 1985-09-24 | 0.75 |  |  | No | Single Family | Unknown |  | 0.75 |  | Unknown inside Data Fed off of Newman Dr
1232 Lachenauer Dr | Watertown | 13601 | No | [8 empty] | Single Family | Unknown |  |  |  | Unknown Data inside and City side
1235 Lachenauer Dr | Watertown | 13601 | No | Copper | No | Records | 1985-11-07 | 0.75 | Copper | Records | No | Single Family | Unknown | 1985-11-07 | 0.75 | Non-Lead
1242 Lachenauer Dr | Watertown | 13601 | No | Copper | No | Records | 1972-01-03 | 0.75 | Copper | Records | No | Single Family | Unknown | 1972-10-03 | 0.75 | Non-Lead
1252 Lachenauer Dr | Watertown | 13601 | No | Copper | No | Records | 1970-11-30 | 0.75 | Copper | Records | No | Single Family | Unknown | 1970-11-30 | 0.75 | Non-Lead
402 Lachenauer Dr | Watertown | 13601 | No | Copper | No | Records | 1990-06-27 | 1 | Copper | Records | No | Single Family | Unknown | 1990-06-27 | 1 | Non-Lead
406 Lachenauer Dr | Watertown | 13601 | No | Copper | No | Records | 1985-05-31 | 0.75 | Copper | Records | No | Single Family | Unknown | 1985-05-31 | 0.75 | Non-Lead
417 Lachenauer Dr | Watertown | 13601 | No | Copper | No | Records | 1973-10-01 | 0.75 |  |  | No | Single Family | Unknown |  |  |  | Unknown inside Data
420 Lachenauer Dr | Watertown | 13601 | No | Copper | No | Records | 1986-07-29 | 0.75 | Copper | Records | No | Single Family | Unknown | 1986-07-29 | 0.75 | Non-Lead
425 Lachenauer Dr | Watertown | 13601 | No | Copper | No | Records | 1972-09-08 | 0.75 |  |  | No | Single Family | Unknown |  |  |  | Unknown inside Data
429 Lachenauer Dr | Watertown | 13601 | No | Copper | No | Records | 1973-09-11 | 0.75 |  |  | No | Single Family | Unknown | 1973-09-11 | 0.75 |  | Unknown inside Data
430 Lachenauer Dr | Watertown | 13601 | No | Copper | No | Records | 1985-09-30 | 0.75 | Copper | Records | No | Single Family | Unknown | 1985-09-30 | 0.75 | Non-Lead
433 Lachenauer Dr | Watertown | 13601 | No | Copper | No | Records | 1974-10-02 | 0.75 |  |  | No | Single Family | Unknown |  | 0.75 |  | Unknown inside Data
437 Lachenauer Dr | Watertown | 13601 | No | Copper | No | Records | 1976-06-07 | 1 | Copper | Records | No | Single Family | Unknown | 1976-06-07 | 1 | Non-Lead
440 Lachenauer Dr | Watertown | 13601 | No | Copper | No | Records | 1984-09-14 | 0.75 | Copper | Records | No | Single Family | Unknown | 1984-09-14 | 0.75 | Non-Lead
444 Lachenauer Dr | Watertown | 13601 | No | Copper | No | Records | 1972-10-18 | 0.75 |  |  | No | Single Family | Unknown |  | 0.75 |  | Unknown inside Data
445 Lachenauer Dr | Watertown | 13601 | No | Copper | No | Records | 1975-08-22 | 0.75 | Copper | Records | No | Single Family | Unknown | 1975-08-22 | 0.75 | Non-Lead
453 Lachenauer Dr | Watertown | 13601 | No | Copper | No | Records | 1980-07-10 | 0.75 |  |  | No | Single Family | Unknown |  | 0.75 |  | Unknown inside Data
456 Lachenauer Dr | Watertown | 13601 | No | Copper | Unknown | Records | 1973-04-17 | 0.75 |  |  | No | Single Family | Unknown |  |  |  | Unknown inside Data
462 Lachenauer Dr | Watertown | 13601 | No | Copper | No | Records | 1987-09-14 | 1 |  |  | No | Single Family | Unknown |  |  |  | Unknown inside Data
505-507 Lansing St | Watertown | 13601 | No | Copper | Unknown | Records | 1934-08-28 | 0.75 |  |  | No | Multi Family | Unknown |  |  |  | Unknown inside Data
508-510 Lansing St | Watertown | 13601 | No | Copper | Unknown | Records | 1934-08-28 | 0.75 | Copper | Records | No | Multi Family | Unknown | 2003-11-18 | 0.75 | Non-Lead
511 Lansing St | Watertown | 13601 | No | Copper | Unknown | Records | 1934-08-28 | 0.75 | Copper | Records | No | Multi Family | Unknown | 1934-08-28 | 0.75 | Non-Lead
514 Lansing St | Watertown | 13601 | No | Copper | Unknown | Records | 1934-08-28 | 0.75 | Copper | Records | No | Multi Family | Unknown | 1946-02-18 | 0.75 | Non-Lead
516 Lansing St | Watertown | 13601 | No | Copper | Unknown | Records | 1934-08-28 | 0.75 | Copper | Records | No | Single Family | Unknown | 1934-08-28 | 0.75 | Non-Lead
517 Lansing St | Watertown | 13601 | No | Copper | Unknown | Records | 1934-08-28 | 0.75 | Copper | Records | No | Multi Family | Unknown | 1934-08-28 | 0.75 | Non-Lead
518 (520-522-524) Lansing St | Watertown | 13601 | No | Copper | Unknown | Records | 1976-01-02 | 0.75 | Copper | Records | No | Multi Family | Unknown | 1975-12-31 | 0.75 | Non-Lead | Fed off of E Lynde St
600 Lansing St | Watertown | 13601 | No | Copper | Unknown | Records | 1934-09-11 | 0.75 | Copper | Records | No | Multi Family | Unknown | 1934-09-11 | 0.75 | Non-Lead
602 Lansing St | Watertown | 13601 | No | Copper | Unknown | Records | 1934-09-11 | 0.75 | Copper | Records | No | Single Family | Unknown | 1934-09-11 | 0.75 | Non-Lead
606 Lansing St | Watertown | 13601 | No | Copper | Unknown | Records | 1934-08-28 | 0.75 | Copper | Records | No | Single Family | Unknown | 1934-08-28 | 0.75 | Non-Lead
611 Lansing St | Watertown | 13601 | No | Copper | Unknown | Records | 1934-08-28 | 0.75 | Copper | Records | No | Single Family | Unknown | 1934-08-28 | 0.75 | Non-Lead
612 Lansing St | Watertown | 13601 | No | Copper | Unknown | Records | 1934-09-19 | 0.75 | Copper | Records | No | Single Family | Unknown | 1934-09-19 | 0.75 | Non-Lead
613 Lansing St | Watertown | 13601 | No | Copper | Unknown | Records | 1934-09-18 | 0.75 | Copper | Records | No | Single Family | Unknown | 1934-04-25 | 0.75 | Non-Lead
616-618 Lansing St | Watertown | 13601 | No | Copper | Unknown | Records | 1934-08-28 | 0.75 | Copper | Records | No | Multi Family | Unknown | 1934-08-28 | 0.75 | Non-Lead
617 Lansing St | Watertown | 13601 | No | Copper | Unknown | Records | 1934-04-19 | 0.75 | Copper | Records | No | Single Family | Unknown | 1934-04-19 | 0.75 | Non-Lead
619 Lansing St | Watertown | 13601 | No | Copper | Unknown | Records | 1934-09-18 | 0.75 |  |  | No | Single Family | Unknown |  | 0.75 |  | Unknown inside Data
620 Lansing St | Watertown | 13601 | No | Copper | Unknown | Records | 1934-08-28 | 0.75 | Copper | Records | No | Single Family | Unknown | 1934-08-28 | 0.75 | Non-Lead
621 Lansing St | Watertown | 13601 | No | Copper | Unknown | Records | 1934-08-28 | 0.75 | Copper | Records | No | Single Family | Unknown | 1946-09-25 | 0.75 | Non-Lead
624 Lansing St | Watertown | 13601 | No | Copper | Unknown | Records | 1934-08-28 | 0.75 | Copper | Records | No | Single Family | Unknown | 1934-08-28 | 0.75 | Non-Lead
625 Lansing St | Watertown | 13601 | No | Copper | Unknown | Records | 1934-08-28 | 0.75 | Copper | Records | No | Multi Family | Unknown | 1934-08-28 | 0.75 | Non-Lead
626 Lansing St | Watertown | 13601 | No | Copper | Unknown | Records | 1934-08-28 | 0.75 | Copper | Records | No | Multi Family | Unknown | 1934-08-28 | 0.75 | Non-Lead
629 Lansing St | Watertown | 13601 | No | Copper | Unknown | Records | 1934-08-28 | 0.75 | Copper | Records | No | Multi Family | Unknown | 1934-08-28 | 0.75 | Non-Lead
630 Lansing St | Watertown | 13601 | No | Copper | Unknown | Records | 1934-08-28 | 0.75 | Copper | Records | No | Single Family | Unknown | 1934-08-28 | 0.75 | Non-Lead
634-636 Lansing St | Watertown | 13601 | No | Copper | Unknown | Records | 1934-08-28 | 0.75 | Copper | Records | No | Multi Family | Unknown | 1948-08-02 | 0.75 | Non-Lead
635 (Board Of Education) Lansing St | Watertown | 13601 | No | Copper | Unknown | Records | 1986-04-04 | 1 | Copper | Records | No | Business | Unknown | 1986-04-04 | 1 | Non-Lead
638 Lansing St | Watertown | 13601 | No | Copper | Unknown | Records | 1934-08-28 | 0.75 | Copper | Records | No | Single Family | Unknown | 1985-08-09 | 0.75 | Non-Lead
642 Lansing St | Watertown | 13601 | No | Copper | Unknown | Records | 1934-08-28 | 0.75 | Copper | Records | No | Single Family | Unknown | 2010-08-12 | 0.75 | Non-Lead
643 Lansing St | Watertown | 13601 | No | Copper | Unknown | Records | 1986-04-04 | 1 | Copper | Records | No | Business | Unknown | 1986-04-04 | 1 | Non-Lead | 6" fire service possibly terminated
652 Lansing St | Watertown | 13601 | No | Copper | Unknown | Records | 1934-09-26 | 0.75 | Copper | Records | No | Single Family | Unknown | 1929-05-09 | 0.75 | Non-Lead
656 Lansing St | Watertown | 13601 | No | Copper | Unknown | Records | 1934-09-28 | 0.75 | Copper | Records | No | Single Family | Unknown | 1934-09-26 | 0.75 | Non-Lead
659 Lansing St | Watertown | 13601 | No | Copper | Unknown | Records | 1934-08-28 | 0.75 | Copper | Records | No | Single Family | Unknown | 1997-09-16 | 0.75 | Non-Lead
663 Lansing St | Watertown | 13601 | No | Copper | No | Records | 1934-08-28 | 0.75 |  |  | No | Single Family | Unknown |  |  |  | Unknown inside Data
700 Lansing St | Watertown | 13601 | No | Copper | Unknown | Records | 1934-08-28 | 0.75 | Copper | Records | No | Single Family | Unknown | 1962-08-21 | 0.75 | Non-Lead | Fed off of Francis St
702 Lansing St | Watertown | 13601 | No | Copper | Unknown | Records | 1933-04-20 | 0.75 | Copper | Records | No | Single Family | Unknown | 2013-10-08 | 0.75 | Non-Lead
705 Lansing St | Watertown | 13601 | No | Copper | Unknown | Records | 1932-04-25 | 0.75 | Copper | Records | No | Single Family | Unknown | 1988-07-19 | 0.75 | Non-Lead
709 Lansing St | Watertown | 13601 | No | Unknown | Unknown | Records | 1933-04-20 | 0.75 |  |  | No | Single Family | Unknown |  |  |  | Unknown Data inside and City side
715-717 Lansing St | Watertown | 13601 | No | Copper | Yes | Records | 2021-11-17 | 0.75 | Copper | Records | No | Multi Family | Unknown | 2021-11-17 | 0.75 | Non-Lead | LRP
721 Lansing St | Watertown | 13601 | No | Copper | Unknown | Records | 1929-07-09 | 0.75 | Copper | Records | No | Single Family | Unknown | 1935-11-21 | 0.75 | Non-Lead
725 Lansing St | Watertown | 13601 | No | Copper | Unknown | Records | 1933-04-20 | 0.75 | Copper | Records | No | Single Family | Unknown | 1933-02-18 | 0.75 | Non-Lead
729 Lansing St | Watertown | 13601 | No | Copper | Unknown | Records | 1933-05-04 | 0.75 | Copper | Records | No | Single Family | Unknown | 1956-06-23 | 0.75 | Non-Lead
744 Lansing St | Watertown | 13601 | No | Copper | Unknown | Records | 1959-10-30 | 0.75 | Copper | Records | No | Single Family | Unknown | 1959-10-30 | 0.75 | Non-Lead
745 Lansing St | Watertown | 13601 | No | Copper | Unknown | Records | 1931-10-03 | 0.75 | Copper | Records | No | Single Family | Unknown | 1937-12-04 | 0.75 | Non-Lead
750 Lansing St | Watertown | 13601 | No |  |  |  |  | 0.75 |  |  |  | Multi Family | Unknown |  |  |  | Unknown Data inside and City side
770-776-778-782 Lansing St | Watertown | 13601 | No | Copper | Unknown | Records | 1983-10-21 | 1 | Copper | Records | No | Multi Family | Unknown |  | 0.75 | Non-Lead | Multiple install Dates
786 Lansing St | Watertown | 13601 | No | Copper | Unknown | Records | 1929-06-01 | 0.75 | Copper | Records | No | Single Family | Unknown |  | 0.75 | Non-Lead | Unknown inside Data Fed off of Hoard St
700 Lawrence St | Watertown | 13601 | No | Copper | Unknown | Records | 1934-05-04 | 0.75 |  |  | No | Multi Family | Unknown |  |  |  | Unknown Inside Data
706 Lawrence St | Watertown | 13601 | No | Copper | Unknown | Records | 1934-04-23 | 0.75 | Copper | Records | No | Single Family | Unknown | 2021-10-08 | 0.75 | Non-Lead
711 Lawrence St | Watertown | 13601 | No | Copper | Unknown | Records | 1932-03-14 | 0.75 |  |  | No | Single Family | Unknown |  | 0.75 |  | Unknown inside Data
712 Lawrence St | Watertown | 13601 | No | Copper | Unknown | Records | 1936-07-09 | 0.75 | Copper | Records | No | Single Family | Unknown | 1995-05-26 | 0.75 | Non-Lead
716 Lawrence St | Watertown | 13601 | Unknown |  | Unknown | Records | 1927-06-01 | 0.75 | Copper | Records | Unknown | Single Family | Unknown | 1938-07-11 | 0.75 |  | Unknown City side Data
717 Lawrence St | Watertown | 13601 | No | Copper | Unknown | Records | 1934-11-02 | 0.75 | Copper | Records | No | Single Family | Unknown | 1936-09-12 | 0.75 | Non-Lead
720 Lawrence St | Watertown | 13601 | No | Copper | Unknown | Records | 1938-08-31 | 0.75 | Copper | Records | No | Single Family | Unknown | 1954-07-13 | 0.75 | Non-Lead
722 Lawrence St | Watertown | 13601 | No | Copper | Unknown | Records | 1973-11-30 | 0.75 |  |  | No | Single Family | Unknown | 1913-06-17 | 0.75 |  | Unknown inside Data
723 Lawrence St | Watertown | 13601 | No | Copper | Unknown | Records | 1928-04-25 | 0.75 | Copper | Records | No | Single Family | Unknown | 1928-04-25 | 0.75 | Non-Lead
724 Lawrence St | Watertown | 13601 | No | Copper | Unknown | Records | 1961-09-20 | 0.75 | Copper | Records | No | Single Family | Unknown | 1961-09-20 | 0.75 | Non-Lead
725 Lawrence St | Watertown | 13601 | No | Copper | Unknown | Records | 1983-06-20 | 0.75 |  |  | No | Single Family | Unknown |  |  |  | Unknown inside Data
727 Lawrence St | Watertown | 13601 | Yes | Unknown | Yes | Records | 1922-11-28 | 1 | Copper | Records | Unknown | Single Family | Unknown | 1961-08-10 | 0.75 | Unknown | LC with unknown pipe city side
729 Lawrence St | Watertown | 13601 | No | Copper | Unknown | Records | 1939-11-30 | 0.75 |  |  | No | Multi Family | Unknown |  | 0.75 |  | Unknown inside Data
730 Lawrence St | Watertown | 13601 | No | Copper | Unknown | Records | 1960-06-08 | 0.75 | Copper | Records | No | Single Family | Unknown | 1997-06-03 | 0.75 | Non-Lead
804 Lawrence St | Watertown | 13601 | No | Copper | Unknown | Records | 1951-06-19 | 0.75 | Copper | Records | No | Single Family | Unknown | 1965-09-24 | 0.75 | Non-Lead
808 Lawrence St | Watertown | 13601 | No | Copper | No | Records | 1959-06-01 | 0.75 | [8 empty] | Demolished 3/4 copper unknown termination point
811 Lawrence St | Watertown | 13601 | No | Copper | Unknown | Records | 1966-11-06 | 0.75 | Copper | Records | No | Multi Family | Unknown | 1976-05-03 | 0.75 | Non-Lead
812 Lawrence St | Watertown | 13601 | No | Copper | Unknown | Records | 1950-05-29 | 0.75 | Copper | Records | No | Single Family | Unknown | 1950-05-29 | 0.75 | Non-Lead
816 Lawrence St | Watertown | 13601 | No | Copper | Unknown | Records | 1934-05-31 | 0.75 |  |  | No | Single Family | Unknown |  | 0.75 |  | Unknown inside Data
822 Lawrence St | Watertown | 13601 | No | Copper | Unknown | Records | 1956-04-12 | 0.75 | Copper | Records | No | Single Family | Unknown | 1956-04-12 | 0.75 | Non-Lead
825 Lawrence St | Watertown | 13601 | No | Copper | Unknown | Records | 1950-05-23 | 0.75 | Copper | Records | No | Single Family | Unknown | 1950-05-23 | 0.75 | Non-Lead
849 Lawrence St | Watertown | 13601 | No | Copper | Unknown | Records | 1968-05-01 | 1 | Copper | Records | No | Business | Unknown | 1968-05-01 | 1 | Non-Lead | Fed off of Coffeen St
338 Lee St | Watertown | 13601 | No | Copper | Unknown | Records | 1938-03-09 | 0.75 | Copper | Records | No | Single Family | Unknown | 1989-08-02 | 1 | Non-Lead | Fed off of Burchard St
340 Lee St | Watertown | 13601 | No | Copper | Unknown | Records | 1938-03-09 | 0.75 | Copper | Records | No | Single Family | Unknown | 1989-08-02 | 1 | Non-Lead | Same address 338 Lee St
341 Lee St | Watertown | 13601 | No | Copper | Unknown | Records | 2011-11-08 | 1 | Copper | Records | No | Single Family | Unknown | 2012-01-11 | 1 | Non-Lead | Fed off of Huntington St
349 Lee St | Watertown | 13601 | No | Copper | No | Records | 2011-11-08 | 1 | Copper | Records | No | Business | Unknown | 2012-01-11 | 1 | Non-Lead
816-818 Leon Ave | Watertown | 13601 | No | Copper | Unknown | Records | 1927-10-12 | 1 | Copper | Records | No | Multi Family | Unknown | 1927-10-12 | 1 | Non-Lead
818 Leon Ave | Watertown | 13601 | No | Copper | Unknown | Records |  | 1 | Copper | Field Insp | No | Single Family | Unknown |  | 1 | Non-Lead | Unknown Data but found to be 1" copper LRP
820 Leon Ave | Watertown | 13601 | No | Copper | Unknown | Records |  | 1 | Copper | Field Insp | No | Single Family | Unknown |  | 1 | Non-Lead | Unknown Data found to be 1" copper LRP
1003 Leray St | Watertown | 13601 | Yes | Lead | Yes | Records | 1942-10-19 | 1 | Lead | Records | Unknown | Other | Unknown | 1942-10-21 | 0.75 | Lead | Repair C/S to Meter pit with 8' 3/4 copper 7/28/1958
510-514 Leray St | Watertown | 13601 | No | Copper | Unknown | Records | 1935-11-04 | 0.75 | [8 empty] | Demolished 3/4 copper Unknown termination point
517-519 Leray St | Watertown | 13601 | No | Copper | Unknown | Records | 1993-06-01 | 1 | Galvanized | Records | No | Multi Family | Unknown | 1923-06-01 | 0.75 | GSLRR | Galvanized inside
518 Leray St | Watertown | 13601 | No | Copper | Unknown | Records | 1993-05-05 | 1 | Copper | Records | No | Other | Unknown | 1936-03-31 | 0.75 | Non-Lead
527 Leray St | Watertown | 13601 | No | Copper | Unknown | Records | 1993-05-05 | 1 | Copper | Field Insp | No | Multi Family | Unknown |  | 0.75 | Non-Lead | Unknown Inside Data 3/4 copper reported
528 Leray St | Watertown | 13601 | No | Copper | Yes | Records | 2022-08-16 | 0.75 | Copper | Records | No |  | Unknown | 1989-07-20 | 0.75 | Non-Lead | LRP
533 Leray St | Watertown | 13601 | No | Copper | Unknown | Records | 2001-05-29 | 0.75 | Copper | Records | No | Business | Unknown | 2001-05-29 | 0.75 | Non-Lead
543 Leray St | Watertown | 13601 | No | Copper | Yes | Records | 2019-05-07 | 0.75 |  |  | No | Multi Family | Unknown |  | 0.75 |  | Unknown inside Data LRP
544 Leray St | Watertown | 13601 | No | Copper | No | Records | 1935-07-08 | 0.75 | Copper | Records | No | Single Family | Unknown | 1935-07-08 | 0.75 | Non-Lead
548 Leray St | Watertown | 13601 | No | Copper | Unknown | Records | 1953-08-03 | 0.75 | Copper | Records | No | Single Family | Unknown | 1953-08-03 | 0.75 | Non-Lead
549 Leray St | Watertown | 13601 | No | Copper | Unknown | Records | 2013-04-08 | 0.75 | [8 empty] | Demolished 3/4 copper cut and capped at c/s
550 Leray St | Watertown | 13601 | No | Copper | Unknown | Records | 1930-09-16 | 0.75 | Copper | Records | No | Single Family | Unknown | 1930-09-16 | 0.75 | Non-Lead
552-554 Leray St | Watertown | 13601 | No | Copper | Unknown | Records | 1995-03-13 | 0.75 | Copper | Records | No | Multi Family | Unknown | 1995-03-13 | 0.75 | Non-Lead | Fed off of W Lynde St
555 Leray St | Watertown | 13601 | No | Copper | Unknown | Records | 1969-07-22 | 0.75 |  |  | No | Single Family | Unknown |  |  |  | Unknown inside Data
559 Leray St | Watertown | 13601 | No | Copper | Unknown | Records | 1939-10-19 | 0.75 |  |  | No | Single Family | Unknown |  | 0.75 |  | Unknown inside Data
563 Leray St | Watertown | 13601 | No | Copper | Unknown | Records | 1943-07-15 | 0.75 |  |  | No | Single Family | Unknown |  |  |  | Unknown inside Data
602 Leray St | Watertown | 13601 | No | Unknown | Yes | Records | 1923-06-05 | 0.75 | Copper | Records | Unknown | Single Family | Unknown | 1952-08-04 | 0.75 | Unknown | Unknown City side material goose neck replaced with 3/4 copper 3/15/2015
603 Leray St | Watertown | 13601 | No | Copper | Unknown | Records | 1982-07-26 | 0.75 | Copper | Records | No | Single Family | Unknown | 1982-07-26 | 0.75 | Non-Lead
608 Leray St | Watertown | 13601 | No | Copper | Unknown | Records | 1983-03-18 | 0.75 | Copper | Records | No | Multi Family | Unknown | 1983-03-18 | 0.75 | Non-Lead
609 Leray St | Watertown | 13601 | No | Copper | Unknown | Records | 1993-04-14 | 0.75 | Copper | Field Insp | No | Single Family | Unknown |  | 0.75 | Non-Lead | Unknown inside install Date
615-617 Leray St | Watertown | 13601 | No | Copper | Yes | Records | 2021-10-28 | 0.75 | Copper | Records | No | Multi Family | Unknown | 2021-10-28 | 0.75 | Non-Lead | LRP
616 Leray St | Watertown | 13601 | No | Known Other | Unknown | Records | 2004-07-29 | 4 | Copper | Records | No | Business | Unknown | 2013-06-19 | 0.75 | Non-Lead | 4" D.I.P' with 3/4 copper tapped in Basement for Domestic
631 Leray St | Watertown | 13601 | No | Copper | Unknown | Records | 1936-07-28 | 0.75 | Copper | Records | No | Single Family | Unknown | 1960-12-02 | 0.75 | Non-Lead
634 Leray St | Watertown | 13601 | No | Copper | Unknown | Records | 1991-04-23 | 1 | Copper | Records | No | Multi Family | Unknown | 1991-04-23 | 1 | Non-Lead
637 Leray St | Watertown | 13601 | Yes | UPL | Yes | Records | 1923-06-05 | 1 | Copper | Records | Unknown | Multi Family | Unknown | 1990-12-17 | 0.75 | Unknown | Unknown city side Data
640 Leray St | Watertown | 13601 | No | Copper | Unknown | Records | 1990-09-14 | 0.75 | Copper | Records | No | Multi Family | Unknown | 1951-09-25 | 0.75 | Non-Lead
642 Leray St | Watertown | 13601 | Unknown | UPL | Unknown | Records | 1923-06-13 | 1 | Copper | Records | Unknown | Multi Family | Unknown | 1989-06-27 | 0.75 | Unknown | Unknown City side Data
643 Leray St | Watertown | 13601 | No | Copper | Unknown | Records | 1948-02-04 | 0.75 | Copper | Records | No | Single Family | Unknown | 1948-02-04 | 0.75 | Non-Lead
644 Leray St | Watertown | 13601 | Unknown | UPL | Unknown | Records | 1923-06-05 | 1 | Unknown |  | Unknown | Multi Family | Unknown |  | 0.75 | Unknown | Unknown Data inside and City side possibly lead
647 Leray St | Watertown | 13601 | No | Copper | Unknown | Records | 1949-05-13 | 0.75 | Copper | Records | No | Single Family | Unknown | 1949-05-13 | 0.75 | Non-Lead
650 Leray St | Watertown | 13601 | Unknown | UPL | Unknown | Records | 1923-06-05 | 1 | Unknown |  | Unknown | Single Family | Unknown |  | 1 | Unknown | Unknown city side and inside Data
653 Leray St | Watertown | 13601 | Unknown | UPL | Unknown | Records | 1923-06-06 | 1 |  |  | Unknown | Multi Family | Unknown |  | 1 |  | Unknown city side and inside Data possibly lead
656 Leray St | Watertown | 13601 | No | Copper | Unknown | Records | 1968-11-07 | 0.75 | Copper | Records | No | Single Family | Unknown | 1968-11-07 | 0.75 | Non-Lead
662-664 Leray St | Watertown | 13601 | No | Copper | Unknown | Records | 1948-10-06 | 0.75 | Copper | Records | No | Multi Family | Unknown | 1948-09-16 | 0.75 | Non-Lead
665 Leray St | Watertown | 13601 | No | Copper | Unknown | Records | 1957-09-26 | 0.75 | Copper | Records | No | Multi Family | Unknown | 1957-09-26 | 0.75 | Non-Lead
668 Leray St | Watertown | 13601 | Unknown |  | Unknown |  |  | 0.75 |  |  | Unknown | Single Family | Unknown |  |  |  | Unknown Data inside or City side
672 Leray St | Watertown | 13601 | No | Copper | Yes | Records | 2021-05-25 | 0.75 | Copper | Records | No | Multi Family | Unknown | 2021-05-25 | 0.75 | Non-Lead
673 Leray St | Watertown | 13601 | No | Copper | Yes | Records | 2021-09-16 | 0.75 | Copper | Records | No | Multi Family | Unknown | 2017-08-10 | 1 | Non-Lead | LRP
676 Leray St | Watertown | 13601 | No | Copper | Yes | Records | 2021-05-25 | 0.75 | Copper | Records | No | Multi Family | Unknown | 2021-05-25 | 0.75 | Non-Lead | LRP
678 Leray St | Watertown | 13601 | No | Copper | Unknown | Records | 1951-11-01 | 0.75 | [8 empty] | Demolished 3/4 copper Hot main to c/s
679 Leray St | Watertown | 13601 | Unknown | Unknown | Unknown | Records | 1923-06-09 | 1 | Copper | Records | Unknown | Single Family | Unknown | 2017-08-09 | 1 | Unknown | Unknown City side Data
685 Leray St | Watertown | 13601 | No | Copper | Unknown | Records | 2017-07-31 | 0.75 | Unknown |  | No | Single Family | Unknown | 1923-06-14 | 0.75 | Unknown | Unknown inside Data
686 Leray St | Watertown | 13601 | No | Copper | No | Records | 1987-05-19 | 2 | Copper | Records | No | Business | Unknown | 1987-05-19 | 2 | Non-Lead | Fed off of Gale St
689 Leray St | Watertown | 13601 | Unknown | Unknown | Unknown |  |  | 0.75 | Copper | Records | Unknown | Multi Family | Unknown | 1986-03-18 | 0.75 | Unknown | Unknown City side Data
695 Leray St | Watertown | 13601 | No | Copper | Unknown | Records | 1992-03-03 | 1 | Copper | Records | No | Multi Family | Unknown | 1992-03-03 | 1 | Non-Lead
697 Leray St | Watertown | 13601 | No | Copper | Unknown | Records | 1992-03-30 | 1 | Copper | Records | No | Multi Family | Unknown | 1992-03-03 | 1 | Non-Lead | Fed off of Binsse St
701 Leray St | Watertown | 13601 | No | Copper | Unknown | Records | 1950-01-13 | 0.75 | Copper | Records | No | Single Family | Unknown | 1989-07-06 | 0.75 | Non-Lead
702 Leray St | Watertown | 13601 | No | Copper | Unknown | Records | 1961-10-24 | 0.75 | Copper | Records | No | Multi Family | Unknown | 1961-10-24 | 0.75 | Non-Lead
704 Leray St | Watertown | 13601 | No | Copper | Unknown | Records | 1995-08-15 | 1 | Copper | Records | No | Single Family | Unknown | 1995-08-15 | 1 | Non-Lead
705 Leray St | Watertown | 13601 | No | Copper | Unknown | Records | 2008-01-28 | 0.75 | Copper | Records | No | Single Family | Unknown | 2008-01-28 | 0.75 | Non-Lead
707 Leray St | Watertown | 13601 | No | Copper | Unknown | Records | 1951-06-16 | 2 | [8 empty] | Demolished 2" copper believed to be Hot Main to c/s
710 Leray St | Watertown | 13601 | Unknown | Galvanized | Unknown | Records | 1923-06-15 | 1 |  | Records | Unknown | Single Family | Unknown |  | 1 |  | Unknown Data inside
711 Leray St | Watertown | 13601 | No | Copper | Unknown | Records | 1959-12-09 | 0.75 | Copper | Records | No | Single Family | Unknown | 1959-12-09 | 0.75 | Non-Lead
714 Leray St | Watertown | 13601 | No | Copper | Unknown | Records | 1961-07-05 | 0.75 | Copper | Records | No | Multi Family | Unknown | 2001-12-13 | 0.75 | Non-Lead
715-717 Leray St | Watertown | 13601 | Unknown | Unknown | Unknown | Records | 1923-06-18 | 1 |  |  | Unknown | Multi Family | Unknown |  |  |  | Unknown Data inside and City side
718 Leray St | Watertown | 13601 | No | Copper | Unknown | Records | 1933-09-18 | 0.75 | Copper | Records | No | Single Family | Unknown | 1959-10-05 | 0.75 | Non-Lead
725 Leray St | Watertown | 13601 | Yes | Unknown | Yes | Records | 1923-06-18 | 1 | Copper | Records | Unknown | Business | Unknown | 1987-09-22 | 1 | Unknown | Unknown city side Data
726 Leray St | Watertown | 13601 | No | Copper | Unknown | Records | 2011-08-04 | 0.75 | Copper | Records | No | Single Family | Unknown | 2011-08-02 | 0.75 | Non-Lead
727 Leray St | Watertown | 13601 | No | Copper | Unknown | Records | 1933-09-20 | 0.75 | [8 empty] | Unknown Address Vacant lot 3/4 copper Hot to C/S
730 Leray St | Watertown | 13601 | No | Copper | Unknown | Records | 1980-08-14 | 0.75 | Copper | Records | No | Multi Family | Unknown | 1995-09-16 | 0.75 | Non-Lead
731 Leray St | Watertown | 13601 | Yes | Unknown | Unknown | Records | 1923-06-18 | 1 | Copper | Records | Unknown | Business | Unknown | 1936-09-19 | 0.75 | Unknown | Unknown City side Data
732 Leray St | Watertown | 13601 | Yes | Unknown | Yes | Records | 1923-06-08 | 1 |  |  | Unknown | Single Family | Unknown |  |  |  | Unknown City and inside Data
736 Leray St | Watertown | 13601 | No | Unknown | Yes | Records | 1923-06-21 | 1 | Copper | Records | Unknown | Single Family | Unknown | 1970-08-06 | 0.75 | Unknown | Unknown City side Data
737 Leray St | Watertown | 13601 | No | Copper | Unknown | Records | 1928-07-12 | 0.75 | Copper | Records | No | Single Family | Unknown | 1928-07-13 | 0.75 | Non-Lead
740 Leray St | Watertown | 13601 | No | Copper | Unknown | Records | 1949-08-01 | 0.75 | Copper | Records | No | Single Family | Unknown | 1949-08-01 | 0.75 | Non-Lead
741 Leray St | Watertown | 13601 | Unknown | Unknown | Unknown |  |  | 1 |  |  | Unknown | Business | Unknown |  |  |  | Unknown inside and City side Data
749 Leray St | Watertown | 13601 | No | Copper | Unknown | Records | 1932-08-15 | 0.75 | Copper | Records | No | Business | Unknown | 1959-08-11 | 0.75 | Non-Lead
802 Leray St | Watertown | 13601 | No | Copper | Yes | Records | 2020-05-12 | 1 | Copper | Records | No | Multi Family | Unknown | 2020-05-12 | 1 | Non-Lead | LRP
803 Leray St | Watertown | 13601 | No | Copper | Unknown | Records | 1946-04-01 | 0.75 |  |  | No | [5 empty] | Demolished 3/4 copper Hot main to c/s cut and peened inside walk
808 Leray St | Watertown | 13601 | Yes | Unknown | Yes | Records | 1923-06-21 | 1 |  |  | Unknown | Single Family | Unknown |  |  |  | Unknown inside and City side Data
813 Leray St | Watertown | 13601 | No | Copper | Unknown | Records | 2013-10-11 | 0.75 | Copper | Records | No | Multi Family | Unknown | 1953-11-09 | 0.75 | Non-Lead
814 Leray St | Watertown | 13601 | Yes | Unknown | Yes | Records | 1923-06-22 | 1 | Copper | Records | Unknown | Single Family | Unknown | 1971-05-12 | 0.75 | Unknown | Unknown City side Data
816 Leray St | Watertown | 13601 | No | Copper | Yes | Records | 2019-11-06 | 0.75 | Copper | Records | No | Multi Family | Unknown | 2019-11-06 | 0.75 | Non-Lead | LRP
825 Leray St | Watertown | 13601 | No | Copper | Unknown | Records | 1945-09-14 | 0.75 | Copper | Records | No | Single Family | Unknown | 1945-09-14 | 0.75 | Non-Lead
826 Leray St | Watertown | 13601 | No | Copper | Unknown | Records | 1990-08-20 | 0.75 | Copper | Records | No | Single Family | Unknown | 1990-08-20 | 0.75 | Non-Lead
829 Leray St | Watertown | 13601 | Yes | Unknown | Yes | Records | 1923-06-25 | 1 | Copper | Records | No | Multi Family | Unknown | 1935-06-24 | 0.75 | Unknown | Unknown City side Data
830 Leray St | Watertown | 13601 | No | Copper | Unknown | Records | 1965-04-10 | 0.75 | Copper | Records | No | Single Family | Unknown | 1965-04-10 | 0.75 | Non-Lead
833 Leray St | Watertown | 13601 | Yes | Unknown | Yes | Records | 1923-06-25 | 1 | Copper | Records | Unknown | Multi Family | Unknown | 1929-07-08 | 0.75 | Unknown | Unknown City side Data
836 Leray St | Watertown | 13601 | No | Copper | Unknown | Records | 2006-11-02 | 1 | Copper | Records | No | Multi Family | Unknown | 2006-11-01 | 1 | Non-Lead
840 Leray St | Watertown | 13601 | Yes | Unknown | Unknown | Records | 1923-06-27 | 1 | Copper | Records | No | Single Family | Unknown | 1988-05-04 | 1 | Unknown | Unknown City side Data
842 Leray St | Watertown | 13601 | No | Copper | Unknown | Records | 1964-09-15 | 0.75 | Copper | Records | No | Single Family | Unknown | 1964-09-15 | 0.75 | Non-Lead
845-847 Leray St | Watertown | 13601 | No | Known Other | No | Records | 1981-10-05 | 6 | Known Other | Records | No | Multi Family | Unknown | 1981-10-05 | 6 | Non-Lead | 6" D.I.P. and 4" D.I.P. Fire and Domestic
848 Leray St | Watertown | 13601 | Yes | Unknown | Yes | Records | 1923-06-27 | 1 | Unknown | Records | Unknown | Single Family | Unknown | 1923-06-27 | 1 | Unknown | Unknown City side and inside Data
852 Leray St | Watertown | 13601 | Yes | Unknown | Unknown | Records | 1923-06-28 | 1 | Copper | Records | Unknown | Single Family | Unknown | 2014-08-28 | 0.75 | Unknown | Unknown City side Data
854 Leray St | Watertown | 13601 | No | Unknown | Yes | Records | 1923-06-28 | 1 | Copper | Records | No | Single Family | Unknown | 1982-04-14 | 0.75 | Unknown | Unknown City side Data 3' copper repair at corp 1970
856 Leray St | Watertown | 13601 | Yes | Unknown | Yes | Records | 1923-06-29 | 1 | Unknown |  | Unknown | Single Family | Unknown |  | 1 | Unknown | Unknown Data City side and inside
861 Leray St | Watertown | 13601 | No | Copper | Unknown | Records | 1948-08-23 | 0.75 | Copper | Records | No | Single Family | Unknown | 1948-08-03 | 0.75 | Non-Lead
865-867 Leray St | Watertown | 13601 | No | Copper | Unknown | Records | 1946-04-20 | 0.75 | Copper | Records | No | Multi Family | Unknown | 1946-04-20 | 0.75 | Non-Lead
866 Leray St | Watertown | 13601 | No | Copper | Unknown | Records | 1953-09-14 | 0.75 | Copper | Records | No | Multi Family | Unknown | 1953-09-14 | 0.75 | Non-Lead
870 Leray St | Watertown | 13601 | No | Copper | Unknown | Records | 1937-04-12 | 0.75 | Copper | Records | No | Single Family | Unknown | 1947-12-03 | 0.75 | Non-Lead
871 Leray St | Watertown | 13601 | No | Copper | Unknown | Records | 1937-04-12 | 0.75 | Unknown |  | No | Single Family | Unknown | 1906-09-04 | 0.75 | Unknown | Unknown inside Data
874 Leray St | Watertown | 13601 | No | Copper | Unknown | Records | 1947-10-31 | 0.75 | Copper | Records | No | Single Family | Unknown | 1947-11-03 | 0.75 | Non-Lead
875 Leray St | Watertown | 13601 | No | Copper | Unknown | Records | 1937-04-26 | 0.75 | Copper | Records | No | Multi Family | Unknown | 1954-04-19 | 0.75 | Non-Lead
878 Leray St | Watertown | 13601 | No | Copper | Unknown | Records | 1937-04-21 | 0.75 | Copper | Records | No | Single Family | Unknown | 1969-09-19 | 0.75 | Non-Lead
881 Leray St | Watertown | 13601 | No | Copper | Unknown | Records | 1937-04-21 | 0.75 |  |  | No | Multi Family | Unknown |  |  |  | Unknown inside Data
900 Leray St | Watertown | 13601 | No | Copper | Unknown | Records | 1954-03-09 | 0.75 | Copper | Records | No | Single Family | Unknown | 1952-07-18 | 0.75 | Non-Lead
902 Leray St | Watertown | 13601 | No | Copper | Unknown | Records | 1952-11-17 | 0.75 | Copper | Records | No | Single Family | Unknown | 1952-11-17 | 0.75 | Non-Lead
903 (Meter Pit) Leray St | Watertown | 13601 | No | Copper | Unknown | Records | 1980-08-22 | 1.5 | Copper | Records | No | Other | Unknown | 1980-08-22 | 1.5 | Non-Lead | Meter pit for trailer park
904 Leray St | Watertown | 13601 | No | Copper | Unknown | Records | 1952-11-17 | 0.75 | Copper | Records | No | Business | Unknown | 1997-07-21 | 0.75 | Non-Lead | Fed off of 902 Leray service line
933 Leray St | Watertown | 13601 | No | Copper | Unknown | Records | 1964-06-16 | 1.5 | Copper | Records | No | Business | Unknown | 1964-06-16 | 1.5 | Non-Lead | Trailer park
957 Leray St | Watertown | 13601 | No | Copper | No | Records | 1937-05-05 | 0.75 | Copper | Records | No | Multi Family | Unknown | 1937-05-05 | 0.75 | Non-Lead
961 (Meter Pit) Leray St | Watertown | 13601 | No | Known Other | No | Records | 1972-07-12 | 6 |  |  | No | Other | Unknown |  |  |  | Meter pit Unknown inside Data
969 Leray St | Watertown | 13601 | No | Copper | Unknown | Records | 1948-08-10 | 0.75 | Copper | Records | No | Multi Family | Unknown | 1948-08-10 | 0.75 | Non-Lead
972 Leray St | Watertown | 13601 | No | Copper | No | Records | 1947-12-16 | 0.75 | Copper | Records | No | Single Family | Unknown | 1947-12-16 | 0.75 | Non-Lead
978 Leray St | Watertown | 13601 | No | Copper | No | Records | 1948-07-16 | 0.75 | Copper | Records | No | Single Family | Unknown | 1948-07-16 | 0.75 | Non-Lead
983 Leray St | Watertown | 13601 | No | Copper | No | Records | 1988-05-17 | 2 | Copper | Records | No | Multi Family | Unknown | 1988-05-17 | 2 | Non-Lead | 2x2" copper services (one each building)
988 Leray St | Watertown | 13601 | No | Copper | No | Records | 1948-07-01 | 0.75 | Copper | Records | No | Multi Family | Unknown | 1948-07-01 | 0.75 | Non-Lead
992 Leray St | Watertown | 13601 | No | Copper | No | Records | 1948-07-26 | 0.75 | Copper | Records | No | Single Family | Unknown | 1948-07-26 | 0.75 | Non-Lead
998 Leray St | Watertown | 13601 | No | Copper | No | Records | 1948-08-09 | 0.75 | Copper | Records | No | Single Family | Unknown | 1948-08-09 | 0.75 | Non-Lead | 10/5/1993 New 3/4 copper stub Main to C/S off Da
600-604 Lillian St | Watertown | 13601 | No | Copper | Unknown | Records | 1988-12-21 | 2 | Copper | Records | No | Multi Family | Unknown | 1988-12-21 | 2 | Non-Lead
609 Lillian St | Watertown | 13601 | No | Copper | Unknown | Records | 2004-08-24 | 1 | Copper | Records | No | Single Family | Unknown | 1950-05-23 | 0.75 | Non-Lead
614 Lillian St | Watertown | 13601 | No | Copper | Unknown | Records | 2004-07-01 | 1 | Copper | Records | No | Single Family | Unknown | 1926-08-19 | 0.75 | Non-Lead
615 Lillian St | Watertown | 13601 | No | Copper | No | Records | 2004-07-01 | 1 | Copper | Records | No | Single Family | Unknown | 1926-08-19 | 0.75 | Non-Lead
616 Lillian St | Watertown | 13601 | No | Copper | Unknown | Records | 2004-07-01 | 1 |  |  | No | Single Family | Unknown |  |  |  | Unknown inside Data
620 Lillian St | Watertown | 13601 | No | Copper | Unknown | Records | 2004-07-01 | 1 | Copper |  | No | Multi Family | Unknown |  | 0.75 | Non-Lead | Unknown inside Data
621 Lillian St | Watertown | 13601 | No | Copper | Unknown | Records | 2004-07-01 | 1 | Galvanized | Field Insp | No | Single Family | Unknown | 1922-05-06 | 1 | GSLRR
628 Lillian St | Watertown | 13601 | No | Copper | Unknown | Records | 2004-07-01 | 1 | Copper | Records | No | Multi Family | Unknown | 1938-07-26 | 0.75 | Non-Lead
629 Lillian St | Watertown | 13601 | No | Copper | Unknown | Records | 2004-07-01 | 1 | Galvanized | Field Insp | No | Multi Family | Unknown | 1932-05-03 | 0.75 | GSLRR
632 Lillian St | Watertown | 13601 | No | Copper | Unknown | Records | 2004-07-01 | 1 | Copper | Records | No | Single Family | Unknown | 2000-09-13 | 1 | Non-Lead
633-635 Lillian St | Watertown | 13601 | No | Copper | Unknown | Records | 2004-07-01 | 1 | Copper | Records | No | Multi Family | Unknown | 1998-09-04 | 1 | Non-Lead
637 Lillian St | Watertown | 13601 | No | Copper | Unknown | Records | 2004-07-01 | 1 | Copper | Records | No | Single Family | Unknown | 2004-09-15 | 1 | Non-Lead
638 Lillian St | Watertown | 13601 | No | Copper | Unknown | Records | 2004-07-01 | 1 | Copper | Records | No | Single Family | Unknown | 1950-07-05 | 0.75 | Non-Lead
700 Lillian St | Watertown | 13601 | No | Copper | Unknown | Records | 2004-07-01 | 1 | Copper | Records | No | Multi Family | Unknown | 1952-08-18 | 0.75 | Non-Lead
701 Lillian St | Watertown | 13601 | No | Copper | Unknown | Records | 2004-09-01 | 1 | Copper | Records | No | Single Family | Unknown | 2004-09-01 | 1 | Non-Lead
705 Lillian St | Watertown | 13601 | No | Copper | Unknown | Records | 2004-07-01 | 1 | Copper | Records | No | Multi Family | Unknown | 1968-01-16 | 0.75 | Non-Lead
708 Lillian St | Watertown | 13601 | No | Copper | Unknown | Records | 2004-07-01 | 1 | Copper | Records | No | Single Family | Unknown | 1985-05-01 | 0.75 | Non-Lead
712 Lillian St | Watertown | 13601 | No | Copper | Unknown | Records | 2004-07-01 | 1 | Galvanized | Field Insp | No | Single Family | Unknown | 1905-07-19 | 0.75 | GSLRR
714 & 716 Lillian St | Watertown | 13601 | No | Copper | Unknown | Records | 2004-07-01 | 1 | Copper | Records | No | Multi Family | Unknown | 1952-10-16 | 1 | Non-Lead | 1" Copper stubbed for 214 out back. being fed by 1" plastic from 216
715 Lillian St | Watertown | 13601 | No | Copper | Unknown | Records | 2004-07-01 | 1 | Copper | Records | No | Single Family | Unknown | 1956-10-29 | 0.75 | Non-Lead
720 Lillian St | Watertown | 13601 | No | Copper | Unknown | Records | 2004-07-01 | 1 | Copper | Records | No | Single Family | Unknown | 1946-04-30 | 1 | Non-Lead
724 Lillian St | Watertown | 13601 | No | Copper | Unknown | Records | 2004-07-01 | 1 | Copper | Records | No | Single Family | Unknown | 1927-09-16 | 0.75 | Non-Lead
726-728 Lillian St | Watertown | 13601 | No | Copper | Unknown | Records | 2004-07-01 | 1 | Copper | Records | No | Multi Family | Unknown | 1952-07-19 | 0.75 | Non-Lead
402 Lincoln St | Watertown | 13601 | No | Copper | Yes | Records | 2018-06-19 | 0.75 | Unknown | Records | No | Single Family | Unknown | 1944-11-14 | 0.75 | Unknown | Unknown inside Data
412 Lincoln St | Watertown | 13601 | No | Copper | Unknown | Records | 1960-07-06 | 0.75 | Copper | Records | No | Multi Family | Unknown | 1960-07-06 | 0.75 | Non-Lead
414 Lincoln St | Watertown | 13601 | No | Copper | Unknown | Records | 1988-08-12 | 1 | Copper | Records | No | Single Family | Unknown | 1988-08-12 | 1 | Non-Lead
418 Lincoln St | Watertown | 13601 | No | Copper | No | Records | 1987-05-05 | 0.75 | Copper | Records | No | Single Family | Unknown | 1987-05-05 | 0.75 | Non-Lead
419 Lincoln St | Watertown | 13601 | No | Copper | No | Records | 1951-05-05 | 0.75 | Copper | Records | No | Single Family | Unknown | 2007-01-03 | 0.75 | Non-Lead
422 Lincoln St | Watertown | 13601 | No | Copper | Unknown | Records | 1949-08-04 | 0.75 | Copper | Records | No | Single Family | Unknown | 1968-03-25 | 0.75 | Non-Lead
423 Lincoln St | Watertown | 13601 | No | Copper | Unknown | Records | 2003-07-29 | 0.75 | Copper | Records | No | Single Family | Unknown | 2003-07-29 | 0.75 | Non-Lead
426 Lincoln St | Watertown | 13601 | No | Copper | Unknown | Records | 1938-06-21 | 0.75 | Copper | Records | No | Single Family | Unknown | 1938-06-21 | 0.75 | Non-Lead
427 Lincoln St | Watertown | 13601 | No | Copper | Unknown | Records | 1950-06-26 | 0.75 | Copper | Records | No | Single Family | Unknown | 1950-06-26 | 0.75 | Non-Lead
430 Lincoln St | Watertown | 13601 | No | Copper | Unknown | Records | 1936-09-18 | 0.75 | Copper | Records | No | Single Family | Unknown | 1972-06-30 | 0.75 | Non-Lead
433 Lincoln St | Watertown | 13601 | No | Copper | Unknown | Records | 1954-08-19 | 0.75 | Copper | Records | No | Single Family | Unknown | 1954-08-19 | 0.75 | Non-Lead
434 Lincoln St | Watertown | 13601 | No | Copper | Unknown | Records | 1934-08-27 | 0.75 | Copper | Records | No | Single Family | Unknown | 1952-04-23 | 0.75 | Non-Lead
436 Lincoln St | Watertown | 13601 | No | Copper | Unknown | Records | 1952-02-13 | 0.75 | Copper | Records | No | Single Family | Unknown | 1952-02-13 | 0.75 | Non-Lead
309 Logan St | Watertown | 13601 | No | Copper | No | Records | 1929-07-17 | 0.75 | Copper | Records | No | Single Family | Unknown | 1929-07-17 | 0.75 | Non-Lead
312 Logan St | Watertown | 13601 | No | Copper | Unknown | Records | 1940-09-14 | 0.75 | Copper | Records | No | Multi Family | Unknown | 1940-09-14 | 0.75 | Non-Lead
313 Logan St | Watertown | 13601 | No | Copper | Unknown | Records | 1931-11-13 | 0.75 |  |  | No | Single Family | Unknown |  | 0.75 |  | Unknown inside Data
316 Logan St | Watertown | 13601 | No | Copper | Unknown | Records | 1967-11-20 | 0.75 | Copper | Records | No | Single Family | Unknown | 1967-11-20 | 0.75 | Non-Lead
317 Logan St | Watertown | 13601 | No | Copper | Unknown | Records | 2017-08-21 | 0.75 | Copper | Records | No | Single Family | Unknown | 2017-08-22 | 0.75 | Non-Lead
320 Logan St | Watertown | 13601 | No | Copper | Unknown | Records | 1932-05-12 | 0.75 | Copper | Records | No | Single Family | Unknown | 1932-05-12 | 0.75 | Non-Lead
321 Logan St | Watertown | 13601 | Unknown | Unknown | Unknown |  |  | 0.75 | Copper | Records | Unknown | Single Family | Unknown | 1996-06-02 | 0.75 | Unknown | Unknown City side Data
324 Logan St | Watertown | 13601 | No | Copper | Unknown | Records | 1953-12-15 | 0.75 | Copper | Records | No | Single Family | Unknown | 1989-06-26 | 0.75 | Non-Lead
325 Logan St | Watertown | 13601 | Unknown | Unknown | Unknown | [5 empty] | Unknown | Single Family | Unknown |  |  |  | Unknown Data inside and City side
328 Logan St | Watertown | 13601 | No | Copper | Unknown | Records | 1996-04-02 | 0.75 | Copper | Records | No | Single Family | Unknown | 1996-04-02 | 0.75 | Non-Lead
329 Logan St | Watertown | 13601 | No | Copper | Unknown | Records | 1967-11-14 | 0.75 | Copper | Records | No | Single Family | Unknown | 1967-11-14 | 0.75 | Non-Lead
332 Logan St | Watertown | 13601 | No | Copper | Unknown | Records | 1954-03-11 | 0.75 | Copper | Records | No | Single Family | Unknown | 1954-03-11 | 0.75 | Non-Lead
333 Logan St | Watertown | 13601 | No | Copper | Unknown | Records | 1975-05-15 | 0.75 | Copper | Records | No | Single Family | Unknown | 1975-05-15 | 0.75 | Non-Lead
336 Logan St | Watertown | 13601 | Unknown | Unknown | Unknown | Records |  | 0.75 |  |  | Unknown | Single Family | Unknown |  | 0.75 |  | Unknown inside and City side Data
1310 Loomus Dr | Watertown | 13601 | No | Copper | No | Records | 2002-12-17 | 1 | Copper | Records | No | Single Family | Unknown | 2002-12-17 | 1 | Non-Lead | Plumber installed inside
1311 Loomus Dr | Watertown | 13601 | No | Copper | No | Records | 1998-12-04 | 1 | Copper | Records | No | Single Family | Unknown | 1998-12-03 | 1 | Non-Lead
1324 Loomus Dr | Watertown | 13601 | No | Copper | No | Records | 1989-11-13 | 1 | Copper | Records | No | Single Family | Unknown | 1989-11-13 | 1 | Non-Lead
1325 Loomus Dr | Watertown | 13601 | No | Copper | No | Records | 1997-05-19 | 1 | Copper | Records | No | Single Family | Unknown | 1997-05-19 | 1 | Non-Lead
1334 Loomus Dr | Watertown | 13601 | No | Copper | No | Records | 1999-06-23 | 1 | Copper | Records | No | Single Family | Unknown | 1999-06-23 | 1 | Non-Lead
1350 Loomus Dr | Watertown | 13601 | No | Copper | No | Records | 1989-06-01 | 1 | Copper | Records | No | Single Family | Unknown | 1998-03-27 | 1 | Non-Lead
1358 Loomus Dr | Watertown | 13601 | No | Copper | No | Records | 1989-06-01 | 1 | Copper | Records | No | Single Family | Unknown | 2000-04-24 | 1 | Non-Lead
1364 Loomus Dr | Watertown | 13601 | No | Copper | No | Records | 1989-06-01 | 1 | Copper | Records | No | Single Family | Unknown | 2000-03-20 | 1 | Non-Lead
1367 Loomus Dr | Watertown | 13601 | No | Copper | No | Records | 1989-06-01 | 1 | Copper | Records | No | Single Family | Unknown | 2013-11-26 | 1 | Non-Lead
1370 Loomus Dr | Watertown | 13601 | No | Copper | No | Records | 1989-06-01 | 1 | Copper | Records | No | Single Family | Unknown | 2001-04-05 | 1 | Non-Lead
1377 Loomus Dr | Watertown | 13601 | No | Copper | No | Records | 1989-06-01 | 1 | Copper | Records | No | Single Family | Unknown | 1998-11-20 | 1 | Non-Lead
1402 Loomus Dr | Watertown | 13601 | No | Copper | No | Records | 1989-06-01 | 1 | Copper | Records | No | Single Family | Unknown | 2002-07-19 | 1 | Non-Lead
1408 Loomus Dr | Watertown | 13601 | No | Copper | No | Records | 1989-06-01 | 1 | Copper | Records | No | Single Family | Unknown | 2002-07-19 | 1 | Non-Lead
1411 Loomus Dr | Watertown | 13601 | No | Copper | No | Records | 1989-06-01 | 1 | Copper | Records | No | Single Family | Unknown | 2003-06-01 | 1 | Non-Lead
1412 Loomus Dr | Watertown | 13601 | No | Copper | No | Records | 1989-06-01 | 1 | Copper | Records | No | Single Family | Unknown | 2004-06-10 | 1 | Non-Lead
1419 Loomus Dr | Watertown | 13601 | No | Copper | No | Records | 1989-06-01 | 1 | Copper | Records | No | Single Family | Unknown | 1999-10-20 | 1 | Non-Lead
Lot 34,35,36,37 & 38 Loomus Dr | Watertown | 13601 | No | Copper | No | Records | 1989-06-01 | 1 |  |  | No | [5 empty] | Five 1" Copper lines stubbed Main to C/S
107-109 Lynde St E | Watertown | 13601 | No | Copper | Unknown | Records | 1940-08-02 | 0.75 | Copper | Records | No | Multi Family | Unknown | 1958-09-08 | 0.75 | Non-Lead
108 Lynde St E | Watertown | 13601 | No | Copper | Unknown | Records | 1940-07-26 | 0.75 | Unknown | Records | No | Single Family | Unknown |  | 0.75 | Unknown | Unknown inside Data
113-115 Lynde St E | Watertown | 13601 | No | Copper | Unknown | Records | 1938-07-29 | 0.75 | Copper | Records | No | Multi Family | Unknown | 1938-07-29 | 0.75 | Non-Lead
114-116 Lynde St E | Watertown | 13601 | No | Copper | Unknown | Records | 1957-06-04 | 0.75 | Copper | Records | No | Multi Family | Unknown | 1957-06-04 | 0.75 | Non-Lead
119 Lynde St E | Watertown | 13601 | No | Copper | Unknown | Records | 1966-06-06 | 0.75 | Copper | Records | No | Single Family | Unknown | 1966-06-06 | 0.75 | Non-Lead
123-127 Lynde St E | Watertown | 13601 | No | Copper | Unknown | Records | 2014-09-04 | 0.75 | Copper | Records | No | Single Family | Unknown | 2014-09-04 | 0.75 | Non-Lead
133 Lynde St E | Watertown | 13601 | No | Copper | Unknown | Records | 1944-12-07 | 0.75 | Copper | Records | No | Single Family | Unknown | 1945-05-26 | 0.75 | Non-Lead
137 Lynde St E | Watertown | 13601 | Unknown | [8 empty] | Single Family | Unknown |  |  |  | Unknown Inside and City side Data
143 Lynde St E | Watertown | 13601 | No | Copper | Unknown | Records | 1934-04-11 | 0.75 | Copper | Records | No | Multi Family | Unknown | 1934-04-11 | 0.75 | Non-Lead
146-148 Lynde St E | Watertown | 13601 | No | Copper | Unknown | Records | 1987-09-21 | 0.75 |  |  | No | Multi Family | Unknown |  | 0.75 |  | Unknown inside Data
149 Lynde St E | Watertown | 13601 | No | Copper | Unknown | Records | 1934-03-12 | 0.75 | Copper | Records | No | Single Family | Unknown | 1934-03-17 | 0.75 | Non-Lead
152 Lynde St E | Watertown | 13601 | No | Copper | Unknown | Records | 1970-06-04 | 0.75 | Copper | Records | No | Single Family | Unknown | 1970-06-04 | 0.75 | Non-Lead
156 Lynde St E | Watertown | 13601 | No | Copper | Yes | Records | 2018-09-13 | 1 | Copper | Records | No | Single Family | Unknown | 2020-10-22 | 0.75 | Non-Lead | LRP
157 Lynde St E | Watertown | 13601 | No | Copper | Unknown | Records | 1934-04-16 | 0.75 | Copper | Records | No | Single Family | Unknown | 1934-04-14 | 0.75 | Non-Lead
207 Lynde St E | Watertown | 13601 | No | Copper | Unknown | Records | 1934-09-11 | 0.75 | Copper | Records | No | Single Family | Unknown | 1934-09-11 | 0.75 | Non-Lead
209 Lynde St E | Watertown | 13601 | No | Copper | Unknown | Records | 1956-11-12 | 0.75 | Copper | Records | No | Single Family | Unknown | 1956-11-12 | 0.75 | Non-Lead
210 Lynde St E | Watertown | 13601 | Yes | Galvanized | Yes | Records | 1923-09-18 | 1 | Copper | Records | Yes | Single Family | Unknown | 2011-02-07 | 1 | Non-Lead | Galvanized with L/C
217-219 Lynde St E | Watertown | 13601 | No | Copper | Unknown | Records | 1934-08-25 | 0.75 | Copper | Records | No | Multi Family | Unknown | 1934-08-25 | 0.75 | Non-Lead
229 Lynde St E | Watertown | 13601 | No | Copper | Unknown | Records | 1949-09-07 | 0.75 | Copper | Records | No | Single Family | Unknown | 1949-09-07 | 0.75 | Non-Lead
102 Lynde St W | Watertown | 13601 | No | Copper | Unknown | Records | 1958-06-08 | 0.75 | Copper | Records | No | Single Family | Unknown | 1958-06-08 | 0.75 | Non-Lead
106 Lynde St W | Watertown | 13601 | Unknown | Unknown | Unknown | Records | 1924-07-31 | 1 | Unknown |  | Unknown | Single Family | Unknown |  |  | Unknown | Unknown inside and City side Data
110 Lynde St W | Watertown | 13601 | No | Copper | Unknown | Records | 1976-06-17 | 0.75 | Copper | Records | No | Multi Family | Unknown | 1976-06-17 | 0.75 | Non-Lead
111-113 Lynde St W | Watertown | 13601 | Yes | Copper | Yes | Records | 2021-08-30 | 0.75 | Copper | Records | No | Multi Family | Unknown | 2021-08-30 | 0.75 | Non-Lead | LRP
112 Lynde St W | Watertown | 13601 | No | Copper | Unknown | Records | 1993-07-12 | 0.75 | Copper | Records | No | Single Family | Unknown | 1993-07-28 | 0.75 | Non-Lead
115 Lynde St W | Watertown | 13601 | No | Copper | Unknown | Records | 1993-12-03 | 0.75 | Copper | Records | No | Single Family | Unknown | 1986-06-11 | 0.75 | Non-Lead
118 Lynde St W | Watertown | 13601 | Unknown |  | Unknown |  | 1903-09-08 |  |  |  | Unknown | Single Family | Unknown |  |  |  | Unknown Data inside and City side
119 Lynde St W | Watertown | 13601 | No | Copper | Unknown | Records | 1937-11-15 | 0.75 | Copper | Records | No | Single Family | Unknown | 1937-11-15 | 0.75 | Non-Lead
121 Lynde St W | Watertown | 13601 | No | Copper | Unknown | Records | 1937-11-18 | 0.75 |  |  | No | Single Family | Unknown |  |  |  | Unknown inside Data
125 Lynde St W | Watertown | 13601 | No | Copper | Unknown | Records | 1986-07-22 | 0.75 | Copper | Records | No | Single Family | Unknown | 1986-07-22 | 0.75 | Non-Lead
126 Lynde St W | Watertown | 13601 | No | Copper | Unknown | Records | 2011-08-18 | 0.75 | Copper | Records | No | Single Family | Unknown | 2011-08-18 | 0.75 | Non-Lead
200-202 Lynde St W | Watertown | 13601 | No | Copper | Unknown | Records | 1959-08-27 | 0.75 | Copper | Records | No | Multi Family | Unknown | 1959-08-27 | 0.75 | Non-Lead
203 Lynde St W | Watertown | 13601 | No | Copper | Unknown | Records | 1963-09-09 | 0.75 | Copper | Records | No | Single Family | Unknown | 1963-09-09 | 0.75 | Non-Lead
206-208 Lynde St W | Watertown | 13601 | No | Copper | Unknown | Records | 2003-10-30 | 0.75 | Copper | Records | No | Multi Family | Unknown | 2003-10-08 | 0.75 | Non-Lead
207 Lynde St W | Watertown | 13601 | No | Copper | Unknown | Records | 1969-11-25 | 0.75 | Copper | Records | No | Multi Family | Unknown | 1983-11-09 | 0.75 | Non-Lead
211 Lynde St W | Watertown | 13601 | No | Copper | Unknown | Records | 1950-02-24 | 0.75 | Copper | Records | No | Single Family | Unknown | 1950-02-24 | 0.75 | Non-Lead
214 Lynde St W | Watertown | 13601 | No | Copper | Unknown | Records | 1984-10-09 | 1 | Copper | Records | No | Business | Unknown | 1984-10-09 | 1 | Non-Lead
217 Lynde St W | Watertown | 13601 | Unknown | Unknown | Unknown | [5 empty] | Unknown | Single Family | Unknown |  |  |  | Unknown Data inside and City side
219-221 Lynde St W | Watertown | 13601 | No | Copper | Unknown | Records | 1992-12-05 | 1 | Copper | Records | No | Multi Family | Unknown | 2016-09-12 | 1 | Non-Lead
228 Lynde St W | Watertown | 13601 | No | Copper | Unknown | Records | 1953-04-01 | 0.75 | Copper | Records | No | Single Family | Unknown | 1953-04-01 | 0.75 | Non-Lead
307 Lynde St W | Watertown | 13601 | No | Galvanized | Unknown | Records | 1901-04-22 | 0.75 | Copper | Records | Unknown | Single Family | Unknown | 1967-08-10 | 0.75 | Non-Lead | 2' 3/4 Copper repair at corp, Galvanized to C/S
311 Lynde St W | Watertown | 13601 | No | Copper | Unknown | Records | 1934-11-23 | 0.75 | Copper | Records | No | Single Family | Unknown | 1962-07-15 | 0.75 | Non-Lead
317 Lynde St W | Watertown | 13601 | No | Copper | Unknown | Records | 1952-01-28 | 0.75 | Copper | Records | No | Multi Family | Unknown | 1952-01-28 | 0.75 | Non-Lead
320 Lynde St W | Watertown | 13601 | No | Copper | Unknown | Records | 2015-07-02 | 2 | Galvanized | Records | No | School Childcare | Unknown | 1945-12-03 | 2 | GSLRR
323 Lynde St W | Watertown | 13601 | No | Copper | Unknown | Records | 1950-08-21 | 0.75 | Copper | Records | No | Single Family | Unknown | 1950-08-21 | 0.75 | Non-Lead
327 Lynde St W | Watertown | 13601 | No | Copper | Unknown | Records | 1939-09-18 | 0.75 | Copper | Records | No | Single Family | Unknown | 1985-06-14 | 0.75 | Non-Lead
332 Lynde St W | Watertown | 13601 | No | Copper | Unknown | Records | 1971-04-22 | 1.5 | Copper | Records | No | Business | Unknown | 1971-04-22 | 1.5 | Non-Lead | Fed off of Thompson St
333 Lynde St W | Watertown | 13601 | No | Copper | Unknown | Records | 1929-05-01 | 0.75 | Copper | Records | No | Multi Family | Unknown | 1929-05-01 | 0.75 | Non-Lead
344 Lynde St W | Watertown | 13601 | No | Copper | Unknown | Records | 1934-04-09 | 0.75 | Copper | Records | No | Single Family | Unknown | 1934-04-18 | 0.75 | Non-Lead | Fed off of Thompson St
348 Lynde St W | Watertown | 13601 | No | Copper | Unknown | Records | 1958-05-14 | 0.75 | Copper | Records | No |  |  | 1958-05-14 | 0.75 | Non-Lead | Demolished Unknown termination point
352 Lynde St W | Watertown | 13601 | No | Copper | Unknown | Records | 1956-10-09 | 0.75 | Copper | Records | No | Single Family | Unknown | 1956-10-09 | 0.75 | Non-Lead
358 Lynde St W | Watertown | 13601 | No | Copper | Unknown | Records | 1933-05-02 | 0.75 | Copper | Records | No | Multi Family | Unknown | 2020-01-07 | 0.75 | Non-Lead
360-362 Lynde St W | Watertown | 13601 | No | Copper | Unknown | Records | 1934-05-10 | 0.75 | Copper | Records | No | Multi Family | Unknown | 1950-10-20 | 0.75 | Non-Lead
365 Lynde St W | Watertown | 13601 | No | Copper | Unknown | Records | 1949-08-10 | 0.75 | Copper | Records | No | Single Family | Unknown | 1949-08-10 | 0.75 | Non-Lead
Lynde St W at Davidson St Park Standpipe Location Lynde St W | Watertown | 13601 | No | Copper | Unknown | Records | 1941-07-11 | 1 | [8 empty] | Stand pipe for DPW use
1209 Madison Ave | Watertown | 13601 | No | Copper | Unknown | Records | 2011-08-11 | 1 | Galvanized | Records | No | Single Family | Unknown | 1911-09-06 | 0.75 | GSLRR
1210 Madison Ave | Watertown | 13601 | No | Copper | Unknown | Records | 2011-08-11 | 1 | Copper | Records | No | Single Family | Unknown | 1972-09-25 | 0.75 | Non-Lead
1211 Madison Ave | Watertown | 13601 | No | Copper | Unknown | Records | 2011-08-10 | 1 | Copper | Records | No | Single Family | Unknown | 1932-06-22 | 0.75 | Non-Lead
1212 Madison Ave | Watertown | 13601 | No | Copper | Unknown | Records | 2011-08-16 | 1 | Copper | Records | No | Single Family | Unknown | 2003-07-23 | 0.75 | Non-Lead
1215 Madison Ave | Watertown | 13601 | No | Copper | Unknown | Records | 2011-08-10 | 1 | Copper | Records | No | Single Family | Unknown | 1968-11-12 | 0.75 | Non-Lead
1218 Madison Ave | Watertown | 13601 | No | Copper | Unknown | Records | 2011-08-11 | 1 | Copper | Records | No | Single Family | Unknown | 1964-09-21 | 0.75 | Non-Lead
1222 Madison Ave | Watertown | 13601 | No | Copper | Unknown | Records | 2011-08-11 | 1 | Copper | Records | No | Single Family | Unknown | 1941-05-17 | 0.75 | Non-Lead
1226 Madison Ave | Watertown | 13601 | No | Copper | Unknown | Records | 2011-08-10 | 1 | Copper | Records | No | Single Family | Unknown | 1937-03-23 | 0.75 | Non-Lead
1230 Madison Ave | Watertown | 13601 | No | Copper | Unknown | Records | 2011-08-09 | 1 | Copper | Records | No | Single Family | Unknown | 1926-08-10 | 0.75 | Non-Lead
137 Main Ave | Watertown | 13601 | No | Known Other | Unknown | Records | 1966-08-27 | 8 | Known Other | Records | No | Business | Unknown | 1966-08-27 | 8 | Non-Lead | 8" Fire Service
144-148 Main Ave | Watertown | 13601 | No | Copper | Unknown | Records | 1992-09-28 | 1 | [8 empty] | Demolished 1" Copper Hot Main to C/S
206 Main Ave | Watertown | 13601 | No | Copper | Unknown | Records | 1992-10-01 | 1
216 Main Ave | Watertown | 13601 | No | Copper | Unknown | Records | 1992-10-01 | 1 | Copper | Records | No | Multi Family | Unknown | 1963-02-16 | 0.75 | Non-Lead
226 Main Ave | Watertown | 13601 | No | Copper | Unknown | Records | 1992-10-02 | 1 | Copper | Records | No | Single Family | Unknown | 1992-10-02 | 0.75 | Non-Lead
230-234 Main Ave | Watertown | 13601 | No | Copper | Unknown | Records | 1992-10-02 | 1 | [8 empty] | Demolished 1" copper Hot Main to C/S
250-252 Main Ave | Watertown | 13601 | No | Copper | Unknown | Records | 1992-10-02 | 1 | Copper | Records | No | Multi Family | Unknown | 1957-03-28 | 0.75 | Non-Lead
115-117 Main St E | Watertown | 13601 | Unknown | Copper | Unknown | Records | 1927-10-19 | 0.75
123-125 Main St E | Watertown | 13601 | No | Copper | Yes | Records | 2020-08-06 | 0.75 | Copper |  | No | Multi Family | Unknown |  | 0.75 | Non-Lead | Unknown inside Data
127 Main St E | Watertown | 13601 | No | Copper | Unknown | Field Insp |  | 0.75 | Copper | Records | No | Multi Family | Unknown | 1966-08-31 | 0.75 | Non-Lead | Unknow Data inside and out
130 Main St E | Watertown | 13601 | Unknown | Copper | Unknown |  |  | 0.75 |  |  | Unknown | Single Family | Unknown |  | 0.75 |  | Unknown inside and City side Data
133 Main St E | Watertown | 13601 | Unknown | Copper | Unknown | Records | 1927-07-01 | 1 |  |  | No | Single Family | Unknown |  |  |  | Unknown Data inside and City side
139-141 Main St E | Watertown | 13601 | Unknown | Copper | Unknown | Records | 1927-07-01 | 0.75 | Copper | Records | No | Multi Family | Unknown | 1955-08-12 | 0.75 | Non-Lead
140-142 Main St E | Watertown | 13601 | Unknown | Copper | Unknown | Records | 1927-06-23 | 0.75 | Unknown |  | Unknown | Multi Family | Unknown |  | 0.75 | Unknown | Unknown Data inside and city side
146-148 Main St E | Watertown | 13601 | No | Copper | Yes | Records | 2020-05-05 | 0.75 | Copper | Records | No | Multi Family | Unknown | 1947-04-14 | 0.75 | Non-Lead
156 Main St E | Watertown | 13601 | No | Copper | Unknown | Records | 1954-06-23 | 0.75 | Copper | Records | No | Multi Family | Unknown | 1954-06-23 | 0.75 | Non-Lead
164 Main St E | Watertown | 13601 | Unknown | Copper | Unknown | Records | 1927-06-24 | 1 | Unknown |  | Unknown | Single Family | Unknown |  | 1 | Unknown | Unknown Data inside and city side
165-167 Main St E | Watertown | 13601 | Unknown | Copper | Unknown | Records | 1927-06-29 | 1 |  |  | Unknown | Multi Family | Unknown |  | 1 |  | Unknown Data Inside and city side
170 Main St E | Watertown | 13601 | Unknown | Copper | Unknown | Records | 1927-07-01 | 0.75 | Unknown |  | Unknown | Single Family | Unknown |  | 0.75 | Unknown | Unknown Data inside and city side
173 Main St E | Watertown | 13601 | No | Copper | Unknown | Records | 1947-09-24 | 1 | Copper | Records | No | Multi Family | Unknown | 1947-09-24 | 1 | Non-Lead
176 Main St E | Watertown | 13601 | Unknown | Copper | Unknown | Records | 1927-06-24 | 1 | Copper | Records | No | Single Family | Unknown | 1962-05-17 | 0.75 | Non-Lead
180 Main St E | Watertown | 13601 | No | Copper | Unknown | Records | 1954-04-28 | 0.75 | Copper | Records | No | Single Family | Unknown | 1954-04-28 | 0.75 | Non-Lead
181-183 Main St E | Watertown | 13601 | Yes | Unknown | Yes | Records | 1925-05-01 | 1 | Copper | Records | Unknown | Multi Family | Unknown | 1989-08-30 | 0.75 | Unknown | Unknown City side Data
186-188 Main St E | Watertown | 13601 | No | Copper | Unknown | Records | 1959-11-05 | 0.75 | Copper | Records | No | Multi Family | Unknown | 1959-11-05 | 0.75 | Non-Lead
187 Main St E | Watertown | 13601 | Unknown | Copper | Unknown | Records | 1927-06-27 | 0.75 | Copper | Records | No | Single Family | Unknown | 1961-06-13 | 0.75 | Non-Lead
193 Main St E | Watertown | 13601 | No | Copper | Unknown | Records | 1927-06-27 | 0.75 |  |  | No | Single Family | Unknown |  | 0.75 |  | Unknown inside Data
200 Main St E | Watertown | 13601 | No | Copper | Unknown | Records | 1927-06-30 | 1 | Unknown |  | No | Single Family | Unknown |  |  | Unknown | Unknown inside Data
204 Main St E | Watertown | 13601 | No | Copper | Unknown | Records | 1927-06-30 | 0.75 | Copper | Records | No | Single Family | Unknown | 1946-12-09 | 0.75 | Non-Lead
208 Main St E | Watertown | 13601 | No | Copper | Unknown | Records | 1927-07-02 | 0.75 | [8 empty] | Demolished unknown termination point
209 Main St E | Watertown | 13601 | No | Copper | Unknown | Records | 1927-08-08 | 0.75 | Copper | Records | No | Single Family | Unknown | 1927-08-08 | 0.75 | Non-Lead
210-212 Main St E | Watertown | 13601 | No | Copper | Unknown | Records | 1927-07-02 | 0.75 | Copper | Records | No | Multi Family | Unknown | 1953-11-03 | 0.75 | Non-Lead
217-223 Main St E | Watertown | 13601 | No | Copper | Unknown | Records | 1982-06-08 | 0.75 | Copper | Records | No | Multi Family | Unknown | 1965-04-13 | 0.75 | Non-Lead
221 Main St E | Watertown | 13601 | No | Copper | Unknown | Records | 1927-08-06 | 0.75 | Copper | Records | No | Single Family | Unknown | 2005-04-23 | 0.75 | Non-Lead
222 Main St E | Watertown | 13601 | No | Copper | Unknown | Field Insp | 2022-08-11 | 0.75 | Copper | Records | No | Single Family | Unknown | 1996-11-27 | 0.75 | Non-Lead | Fed off of Fairview St LRP
224 (Vacant Lot) Main St E | Watertown | 13601 | No | Copper | Unknown | Records | 1927-07-06 | 0.75 | [8 empty] | Unknown Termination point
225 Main St E | Watertown | 13601 | No | Copper | Unknown | Records | 1927-08-04 | 0.75 | Copper | Records | No | Multi Family | Unknown | 1937-09-14 | 0.75 | Non-Lead
230 Main St E | Watertown | 13601 | No | Copper | Unknown | Records | 1927-08-05 | 0.75 | Copper | Records | No | Single Family | Unknown | 1936-09-01 | 0.75 | Non-Lead
231 Main St E | Watertown | 13601 | No | Copper | Unknown | Records | 1927-08-02 | 0.75 | Copper | Records | No | Single Family | Unknown | 1927-08-02 | 0.75 | Non-Lead
232 (Vacant Lot) Main St E | Watertown | 13601 | No | Copper | Unknown | Records | 1927-08-05 | 0.75 | [8 empty] | Unknown termination point
236 Main St E | Watertown | 13601 | No | Copper | Unknown | Records | 1927-08-05 | 0.75 | Copper | Records | No | Single Family | Unknown | 2012-06-13 | 0.75 | Non-Lead
237 Main St E | Watertown | 13601 | No | Copper | Unknown | Records | 1934-08-30 | 0.75 | Copper | Records | No | Multi Family | Unknown | 1934-08-30 | 0.75 | Non-Lead
240 Main St E | Watertown | 13601 | Unknown | Copper | Unknown | Records | 1927-08-05 | 1 | Unknown |  | Unknown | Multi Family | Unknown |  | 1 | Unknown | Unknown Data inside
247 Main St E | Watertown | 13601 | No | Copper | Unknown | Records | 1954-07-02 | 0.75
248 Main St E | Watertown | 13601 | Unknown | Copper | Unknown | Records | 1927-08-08 | 0.75 | Copper | Records | No | Single Family | Unknown | 1927-08-08 | 0.75 | Non-Lead
251 Main St E | Watertown | 13601 | No | Copper | Unknown | Records | 1926-10-01 | 1 | Copper | Records | No | Single Family | Unknown | 1926-10-01 | 1 | Non-Lead
254-256-258 & Rear 252 Main St E | Watertown | 13601 | No | Known Other | Unknown | Records | 2009-04-30 | 4 | Known Other | Records | No | Multi Family | Unknown | 2009-04-30 | 4 | Non-Lead | 4" D.I.P. Domestic/Fire
255 Main St E | Watertown | 13601 | No | Copper | Unknown | Records | 1927-08-02 | 0.75 | [8 empty] | Demolished Unknown termination point
259 Main St E | Watertown | 13601 | No | Copper | Unknown | Records | 1927-08-01 | 0.75 | Copper | Records | No | Single Family | Unknown | 2009-05-04 | 0.75 | Non-Lead
260-262 Main St E | Watertown | 13601 | No | Copper | Unknown | Records | 1927-07-06 | 0.75 |  |  | No | Multi Family | Unknown |  | 0.75 |  | Unknown inside Data
263-265 Main St E | Watertown | 13601 | No | Copper | Unknown | Records | 1927-07-29 | 0.75 | Copper | Records | No | Single Family | Unknown | 1927-07-29 | 0.75 | Non-Lead
266 Main St E | Watertown | 13601 | No | Copper | Unknown | Records | 1927-07-07 | 0.75 | Copper | Records | No | Single Family | Unknown | 1927-07-07 | 0.75 | Non-Lead
267 Main St E | Watertown | 13601 | No | Copper | Unknown | Records | 1998-09-10 | 1 | Copper | Records | No | Business | Unknown | 1998-09-10 | 1 | Non-Lead
270 Main St E | Watertown | 13601 | No | Copper | Unknown | Records | 1927-08-08 | 0.75 | Copper | Records | No | Single Family | Unknown | 1968-06-27 | 0.75 | Non-Lead
274 Main St E | Watertown | 13601 | No | Copper | Unknown | Records | 1927-08-08 | 0.75 | Copper | Records | No | Single Family | Unknown | 1988-03-29 | 0.75 | Non-Lead
278 Main St E | Watertown | 13601 | No | Copper | Unknown | Records | 1927-08-08 | 0.75 | Copper | Records | No | Single Family | Unknown | 1927-08-08 | 0.75 | Non-Lead
280 Main St E | Watertown | 13601 | No | Copper | Unknown | Records | 1927-07-21 | 0.75 | Copper | Records | No | Multi Family | Unknown | 1927-07-21 | 0.75 | Non-Lead
281 Main St E | Watertown | 13601 | No | Copper | Unknown | Records | 1926-10-13 | 0.75 |  |  | No | Single Family | Unknown |  | 0.75 |  | Unknown inside Data
282-284 Main St E | Watertown | 13601 | No | Copper | Unknown | Records | 1927-07-25 | 0.75 | Copper | Records | No | Multi Family | Unknown | 1951-09-08 | 0.75 | Non-Lead
285 (Vacant Lot) Main St E | Watertown | 13601 | No | Copper | Unknown | Records | 1927-08-08 | 0.75 | [8 empty] | Unknown termination point
286 Main St E | Watertown | 13601 | No | Copper | Unknown | Records | 1927-07-26 | 0.75 | Copper | Records | No | Multi Family | Unknown | 1927-07-26 | 0.75 | Non-Lead
287 Main St E | Watertown | 13601 | No | Copper | Unknown | Records | 1927-07-27 | 0.75 | Copper | Records | No | Multi Family | Unknown | 1927-07-28 | 0.75 | Non-Lead
290 Main St E | Watertown | 13601 | No | Copper | Yes | Records | 2022-01-19 | 0.75 | Copper | Records | No | Single Family | Unknown | 2005-03-24 | 0.75 | Non-Lead | LRP
292-294 Main St E | Watertown | 13601 | No | Copper | Yes | Records | 2021-05-20 | 0.75 | Copper | Records | No | Multi Family | Unknown | 2021-05-20 | 0.75 | Non-Lead
293 Main St E | Watertown | 13601 | No | Copper | Unknown | Records | 1927-07-27 | 0.75 | Copper | Records | No | Multi Family | Unknown | 1956-10-18 | 0.75 | Non-Lead
298 Main St E | Watertown | 13601 | No | Copper | Unknown | Records | 1927-07-26 | 0.75 |  |  | No | Single Family | Unknown |  | 0.75 |  | Unknown inside Data
300 Main St E | Watertown | 13601 | No | Copper | Unknown | Records | 1927-07-26 | 0.75 | Copper | Records | No | Single Family | Unknown | 1930-06-15 | 0.75 | Non-Lead
311 Main St E | Watertown | 13601 | No | Copper | Unknown | Records | 1927-08-16 | 0.75 |  |  | No | Single Family | Unknown |  | 0.75 |  | Unknown inside Data
315 Main St E | Watertown | 13601 | No | Copper | Unknown | Records | 1927-08-15 | 0.75 |  |  | No | Single Family | Unknown |  | 0.75 |  | Unknown inside Data installed by plumber
319 Main St E | Watertown | 13601 | No | Copper | Unknown | Records | 1927-08-17 | 0.75 | Copper | Records | No | Multi Family | Unknown | 1927-08-17 | 0.75 | Non-Lead | 3/4" Copper Front to Rear house 2/10/1997
323 Main St E | Watertown | 13601 | No | Copper | Unknown | Records | 1927-08-17 | 0.75 | Copper | Records | No | Single Family | Unknown | 1927-08-17 | 0.75 | Non-Lead
327 & 329 (Vacant Lots) Main St E | Watertown | 13601 | No | Copper | Unknown | Records | 1927-08-18 | 1 | [8 empty] | Unknown termination point
331 Main St E | Watertown | 13601 | No | Copper | Unknown | Records | 1960-03-29 | 0.75 | Copper | Records | No | Single Family | Unknown | 1960-03-29 | 0.75 | Non-Lead
403 Main St E | Watertown | 13601 | No | Copper | Unknown | Records | 1927-09-30 | 1 | Copper | Records | No | Single Family | Unknown | 2004-06-08 | 1 | Non-Lead
407 Main St E | Watertown | 13601 | No | Copper | Unknown | Records | 1927-08-20 | 1 |  |  | No | Multi Family | Unknown |  | 1 |  | Unknown inside Data
409-411 Main St E | Watertown | 13601 | No | Copper | Unknown | Records | 1927-09-07 | 0.75 | Copper | Records | No | Multi Family | Unknown | 1927-09-07 | 0.75 | Non-Lead
415-417 Main St E | Watertown | 13601 | No | Copper | Unknown | Records | 1927-09-02 | 0.75 | Copper | Records | No | Multi Family | Unknown | 1927-09-10 | 0.75 | Non-Lead
419 Main St E | Watertown | 13601 | No | Copper | Unknown | Records | 1927-09-02 | 0.75 | Copper | Records | No | Multi Family | Unknown | 1927-09-03 | 0.75 | Non-Lead
425 Main St E | Watertown | 13601 | No | Copper | Unknown | Records | 1927-09-03 | 0.75 | Copper | Records | No | Multi Family | Unknown | 1927-09-07 | 0.75 | Non-Lead
427 Main St E | Watertown | 13601 | No | Copper | Unknown | Records | 1927-09-06 | 0.75 | Copper | Records | No | Single Family | Unknown | 1927-09-06 | 0.75 | Non-Lead
503 Main St E | Watertown | 13601 | No | Copper | Unknown | Records | 1927-09-12 | 1 | Copper | Records | No | Single Family | Unknown | 1927-09-12 | 1 | Non-Lead
507 Main St E | Watertown | 13601 | No | Copper | Unknown | Records | 1927-09-13 | 0.75 | Copper | Records | No | Multi Family | Unknown | 1927-09-14 | 0.75 | Non-Lead
510-512 (Vacant Lot) Main St E | Watertown | 13601 | No | Copper | Unknown | Records | 1927-09-19 | 0.75 | [8 empty] | Demolished unknown termination point
515 Main St E | Watertown | 13601 | No | Copper | Unknown | Records | 1927-09-15 | 0.75 | Copper | Records | No | Multi Family | Unknown | 1966-05-07 | 0.75 | Non-Lead
519 Main St E | Watertown | 13601 | No | Copper | Unknown | Records | 1927-09-16 | 0.75 | Galvanized | Field Insp | No | Single Family | Unknown | 1900-08-27 | 0.75 | GSLRR | Galvanized
531 Main St E | Watertown | 13601 | No | Copper | Unknown | Records | 1939-05-29 | 0.75 | [8 empty] | Demolished unknown termination point
537 (Vacant Lot) Main St E | Watertown | 13601 | No | Copper | Unknown | Field Insp | 1990-08-30 | 0.75 | [8 empty] | Disc. at C/S Hot Main to C/S
610 Main St E | Watertown | 13601 | No | Copper | Unknown | Records | 1972-05-17 | 0.75 | Copper | Records | No | Single Family | Unknown | 1972-05-17 | 0.75 | Non-Lead
615 Main St E | Watertown | 13601 | No | Copper | Unknown | Records | 1948-04-07 | 0.75 | Copper | Records | No | Single Family | Unknown | 1948-04-07 | 0.75 | Non-Lead
616 Main St E | Watertown | 13601 | No | Copper | Unknown | Records | 2000-03-21 | 0.75 | Copper | Records | No | Single Family | Unknown | 1983-07-18 | 0.75 | Non-Lead
624 Main St E | Watertown | 13601 | No | Copper | Unknown | Records | 1982-03-30 | 0.75 | Copper | Records | No | Single Family | Unknown | 1982-04-12 | 0.75 | Non-Lead
630 Main St E | Watertown | 13601 | No | Copper | Unknown | Records | 1962-05-22 | 0.75 | Copper | Records | No | Multi Family | Unknown | 1962-05-22 | 0.75 | Non-Lead
636 Main St E | Watertown | 13601 | No | Copper | Unknown | Records | 1957-06-12 | 0.75 | Copper | Records | No | Single Family | Unknown | 1957-06-12 | 0.75 | Non-Lead
1003 (Vacant Lot) Main St W | Watertown | 13601 | No | Copper | No | Records | 2003-08-01 | 1
1113 (Demolished) Main St W | Watertown | 13601 | No | Copper | Unknown | Records | 1930-11-25 | 1 | [8 empty] | Demolished, 1"Copper Hot Main to C/s
113 Main St W | Watertown | 13601 | Unknown | Known Other | Unknown | Records | 1964-09-25 | 4 | Known Other | Records | Yes | Multi Family | Unknown | 1964-09-25 | 4 | Non-Lead | Cast Iron pipe
128 Main St W | Watertown | 13601 | No | Copper | No | Records | 1969-05-21 | 1.5 | Copper | Records | No | Business | Unknown | 1969-05-21 | 1.5 | Non-Lead | 1 1/4 " copper
138 Main St W | Watertown | 13601 | Unknown |  |  |  | 1905-10-27 | 1 |  |  | Unknown | Multi Family | Unknown |  |  |  | Unknown Data inside and City side
144-146-148-150 Main St W | Watertown | 13601 | No | Copper | Unknown | Records | 1935-06-05 | 1 |  |  | No | Multi Family | Unknown |  |  |  | Unknown inside Data Fed off of Cooper St
202-204 Main St W | Watertown | 13601 | No | Copper | Unknown | Records | 1989-04-12 | 1 | Copper | Records | No | Multi Family | Unknown | 1989-04-12 | 1 | Non-Lead | Fed off of Cooper St
210 Main St W | Watertown | 13601 | No | Copper | Unknown | Records | 1934-04-10 | 0.75 | Copper | Records | No | Single Family | Unknown | 1934-04-10 | 0.75 | Non-Lead
214 Main St W | Watertown | 13601 | No | Copper | Unknown | Records | 1991-10-22 | 0.75 | Copper | Records | No | Single Family | Unknown | 1991-10-22 | 0.75 | Non-Lead
215 Main St W | Watertown | 13601 | No | Copper | Unknown | Records | 1927-10-24 | 0.75 |  |  | No | Single Family | Unknown |  | 0.75 |  | Unknown inside Data
217-219-221-223 Main St W | Watertown | 13601 | No | Copper | Unknown | Records | 1971-05-05 | 0.75 | Copper | Records | No | Multi Family | Unknown | 1971-05-05 | 0.75 | Non-Lead
220 Main St W | Watertown | 13601 | No |  |  |  |  | 0.75 |  |  |  | Single Family | Unknown |  |  |  | Unknown Data inside and City side
224-226 Main St W | Watertown | 13601 | No | Copper | Unknown | Records | 1973-08-06 | 1 | Copper | Records | No | Multi Family | Unknown | 1973-08-06 | 1 | Non-Lead
225 Main St W | Watertown | 13601 | No | Copper | Unknown | Records | 1945-09-04 | 0.75 | [8 empty] | Demolished Unknown termination point
227-231 Main St W | Watertown | 13601 | No | Copper | Unknown | Records | 1931-10-26 | 0.75 | Copper | Records | No | Multi Family | Unknown | 1931-09-16 | 0.75 | Non-Lead
232 Main St W | Watertown | 13601 | No | Copper | Unknown | Records | 1969-04-04 | 2 | Copper | Records | No | Multi Family | Unknown | 1969-04-04 | 2 | Non-Lead
235-237 (Vacant Lot) Main St W | Watertown | 13601 | No | Copper | Unknown | Records | 1934-07-10 | 0.75 | [8 empty] | Demolished Unknown termination point
241 Main St W | Watertown | 13601 | No | Copper | Unknown | Records | 1941-12-08 | 0.75 |  |  | No | Single Family | Unknown |  | 0.75 |  | Unknown inside Data
244-246 (Vacant Lot) Main St W | Watertown | 13601 | No | Copper | Unknown | Records | 1935-11-19 | 0.75 | [8 empty] | Demolished Unknown termination point
247-249 Main St W | Watertown | 13601 | No | Copper | Unknown | Records | 1939-04-14 | 0.75 |  |  | No | Multi Family | Unknown |  | 0.75 |  | Unknown inside Data
252 Main St W | Watertown | 13601 | No | Copper | Unknown | Records | 1928-07-12 | 0.75 | Copper | Records | No | Multi Family | Unknown | 1928-07-13 | 0.75 | Non-Lead | Fed off of Davidson St
302 (Vacant Lot) Main St W | Watertown | 13601 | No | Copper | Unknown | Records | 1958-07-07 | 0.75 | [8 empty] | Demolished, 3/4 Copper Hot Main to C/S
303-305 Main St W | Watertown | 13601 | No | Copper | Unknown | Records | 1958-09-02 | 0.75 |  |  | No | Business | Unknown |  |  |  | Unknown inside Data
311-313 Main St W | Watertown | 13601 | No | Copper | Unknown | Records | 1958-09-02 | 0.75 | Copper | Records | No | Multi Family | Unknown | 2021-04-27 | 0.75 | Non-Lead
312 & 322 Main St W | Watertown | 13601 | No | Copper | Unknown | Records | 1958-03-01 | 1 | Galvanized | Records | No | Multi Family | Unknown | 1955-11-07 | 1 | GSLRR
315 Main St W | Watertown | 13601 | No | Copper | Unknown | Records | 1958-08-06 | 0.75 | Copper | Records | No | Single Family | Unknown | 2022-06-29 | 0.75 | Non-Lead
320 (Demolished for Curtis Apts) Main St W | Watertown | 13601 | No | Copper | Unknown |  | 1926-08-28 | 1 | [8 empty] | Demolished, Unknown termination point
325-327 Main St W | Watertown | 13601 | No | Copper | Unknown | Records | 1958-09-02 | 1 | Copper | Records | No | Multi Family | Unknown | 1930-09-19 | 0.75 | Non-Lead
333 Main St W | Watertown | 13601 | No | Copper | Unknown | Records | 1958-09-02 | 0.75 | Copper | Records | No | Single Family | Unknown | 1934-01-04 | 0.75 | Non-Lead
336 Main St W | Watertown | 13601 | No | Known Other | No | Records | 1978-06-01 | 8 | Known Other | Records | No | Multi Family | Unknown | 1978-06-01 | 8 | Non-Lead | 8" D.I.P. Fire / Domestic
343-345 Main St W | Watertown | 13601 | No | Copper | Unknown | Records | 1958-09-02 | 0.75 | Copper | Records | No | Multi Family | Unknown | 1950-06-26 | 0.75 | Non-Lead
351 Main St W | Watertown | 13601 | No | Copper | Unknown | Records | 1958-09-02 | 0.75 | Copper | Records | No | Multi Family | Unknown | 1946-07-03 | 0.75 | Non-Lead
357 Main St W | Watertown | 13601 | No | Copper | Unknown | Records | 1958-09-02 | 0.75 | Copper | Records | No | Multi Family | Unknown | 1948-06-03 | 0.75 | Non-Lead
361 Main St W | Watertown | 13601 | No | Copper | Unknown | Records | 1958-09-02 | 0.75 |  |  | No | Single Family | Unknown |  | 0.75 |  | Unknown inside Data
367 & 371-373 Main St W | Watertown | 13601 | No | Copper | Unknown | Records | 1979-06-24 | 1 | Unknown | Records | No | Multi Family | Unknown |  | 0.75 | Unknown | Unknown inside Data
377 Main St W | Watertown | 13601 | No | Copper | Unknown | Records | 1958-09-02 | 0.75 |  |  | No | Multi Family | Unknown |  | 0.75 |  | Unknown inside Data
403-405-407 Main St W | Watertown | 13601 | No | Copper | Unknown | Records | 1959-08-21 | 1 | [8 empty] | Demolished 1" Copper Hot Main to C/S
408 (Vacant Lot) Main St W | Watertown | 13601 | No | Copper | No | Records | 1958-10-29 | 0.75 | [8 empty] | Demolished, Unknown termination point
409-411-415 Main St W | Watertown | 13601 | No | Copper | Unknown | Records | 1959-08-21 | 1 | [8 empty] | Demolished 1" Copper Hot Main to C/S
414-416 (Vacant Lot) Main St W | Watertown | 13601 | No | Copper | Unknown | Records | 1951-05-01 | 1 | [8 empty] | Demolished Unknown Termination point
418-420-422 (Vacant Lot) Main St W | Watertown | 13601 | No | Copper | Unknown | Records | 1959-05-21 | 1 | [8 empty] | Demolished Unknown termination point
423 Main St W | Watertown | 13601 | No | Copper | Unknown | Records | 1959-08-21 | 0.75 | [8 empty] | Demolished 3/4 Copper Hot Main to C/S
500 Main St W | Watertown | 13601 | No | Copper | Unknown | Records | 1948-09-01 | 1 | Copper | Records | No | Business | Unknown | 1948-09-01 | 1 | Non-Lead | Fed off of Leray St
503 (Vacant Lot 503-511) Main St W | Watertown | 13601 | No | Copper | Unknown | Records | 1956-06-21 | 1 | [8 empty] | Demolished, Unknown termination point
515-519 Main St W | Watertown | 13601 | No | Copper | Unknown | Records | 1939-04-09 | 1 | [8 empty] | Demolished Unknown termination point
518 Main St W | Watertown | 13601 | No | Copper | Unknown | Records | 1939-05-06 | 0.75 | Copper | Records | No | Multi Family | Unknown | 1950-03-07 | 0.75 | Non-Lead
522 Main St W | Watertown | 13601 | No | Copper | Unknown | Records | 1939-04-05 | 0.75 | Copper | Records | No | Multi Family | Unknown | 1989-06-01 | 0.75 | Non-Lead
525 Main St W | Watertown | 13601 | No | Copper | Unknown | Records | 1939-05-23 | 1 | Copper | Records | No | Other | Unknown | 1974-04-19 | 1 | Non-Lead
528-532 Main St W | Watertown | 13601 | No | Copper | Unknown | Records | 1939-04-05 | 0.75 |  |  | No | Multi Family | Unknown |  |  |  | Unknown inside Data
531 Main St W | Watertown | 13601 | No | Copper | Unknown | Records | 1939-05-29 | 0.75 |  |  | No | Business | Unknown |  | 0.75 |  | Unknown inside Data
535 Main St W | Watertown | 13601 | No | Copper | Unknown | Records | 1939-05-27 | 1 | [8 empty] | Demolished Hot main to C/S
538-540 Main St W | Watertown | 13601 | No | Copper | Unknown | Records | 1939-06-26 | 0.75 | Copper | Records | No | Single Family | Unknown | 1965-09-29 | 0.75 | Non-Lead
541 (House Demolished) Main St W | Watertown | 13601 | No | Copper | Unknown | Records | 1931-10-28 | 0.75 | [8 empty] | Demolished 3/4 Copper Hot Main to C/S
548 Main St W | Watertown | 13601 | No | Copper | Unknown | Records | 1939-05-26 | 0.75 |  |  | No | Multi Family | Unknown |  | 0.75 |  | Unknown inside Data
549 Main St W | Watertown | 13601 | No | Copper | Unknown | Records | 1933-07-21 | 0.75 | Copper | Records | No | Single Family | Unknown | 1933-07-21 | 0.75 | Non-Lead
557 Main St W | Watertown | 13601 | No | Copper | Unknown | Records | 1954-11-16 | 1 | Galvanized | Records | No | Business | Unknown |  | 1 | GSLRR | Unknown inside Data
560 Main St W | Watertown | 13601 | No | Copper | Unknown | Records | 1960-10-20 | 0.75 | Copper | Records | No | Business | Unknown | 1960-10-20 | 0.75 | Non-Lead
570 (Off of Edmund St) Main St W | Watertown | 13601 | No | Copper | Unknown | Records | 2018-03-06 | 0.75 | Copper | Records | No | Business | Unknown | 2018-03-06 | 0.75 | Non-Lead | Fed off of Binsse St
575-577 Main St W | Watertown | 13601 | No | Copper | Unknown | Records | 1976-04-23 | 0.75 | Copper | Records | No | Multi Family | Unknown | 1976-04-23 | 0.75 | Non-Lead
576-580 Main St W | Watertown | 13601 | No | Known Other | Unknown | Records | 1905-05-02 | 6 |  |  | Unknown | Business | Unknown |  |  |  | Unknown Data inside and City side
591 Rear (Building Behind 611) Main St W | Watertown | 13601 | Unknown | Known Other | Unknown | Records |  | 8 | [8 empty] | 8" Fire service Unknown Data
595 Main St W | Watertown | 13601 | No | Copper |  | Records | 2021-06-01 | 2 | Copper | Records | No | Business | Unknown | 2021-06-01 | 0.75
604 (Demolished) Main St W | Watertown | 13601 | No | Copper | No | Records | 1939-11-14 | 1 | [8 empty] | Demolished Unknown termination point
611 Main St W | Watertown | 13601 | No | Copper | No | Records | 2021-06-01 | 2 | Copper | Records | No | Other | Unknown | 2021-06-01 | 2 | Non-Lead
618-620 Main St W | Watertown | 13601 | No | Copper | Unknown | Records | 1934-05-24 | 0.75 | Copper | Records | No | Business | Unknown | 1997-01-09 | 1 | Non-Lead
709 Main St W | Watertown | 13601 | No | Copper | Unknown | Records | 1955-09-08 | 1 | Copper | Records | No | Multi Family | Unknown | 1955-09-08 | 0.75 | Non-Lead
712 Main St W | Watertown | 13601 | No | Copper | Unknown | Records | 1953-07-20 | 0.75 | Copper | Records | No | Business | Unknown | 1953-07-20 | 0.75 | Non-Lead
713-715 Main St W | Watertown | 13601 | No | Copper | Unknown | Records | 1955-09-08 | 1 | Copper | Records | No | Multi Family | Unknown | 1955-09-08 | 0.75 | Non-Lead
721-723 (Demolished) Main St W | Watertown | 13601 | No | Copper | Unknown | Records | 1936-05-19 | 0.75 | [8 empty] | Demolished 2005 3/4 Copper Hot Main to C/S
722 Main St W | Watertown | 13601 | Unknown | Unknown | Unknown |  |  |  | Unknown |  | Unknown | Multi Family | Unknown |  |  | Unknown | Unknown Data Inside and City side
728-730 Main St W | Watertown | 13601 | No | Copper | Unknown | Records | 1939-06-01 | 0.75 | Copper | Records | No | Multi Family | Unknown | 1949-03-01 | 0.75 | Non-Lead
729 Main St W | Watertown | 13601 | No | Copper | Unknown | Records | 1953-06-08 | 0.75 | Copper | Records | No | Single Family | Unknown | 1953-06-08 | 0.75 | Non-Lead
735 Main St W | Watertown | 13601 | No | Copper | Unknown | Records | 1953-07-22 | 0.75 | Copper | Records | No | Multi Family | Unknown | 1959-04-12 | 0.75 | Non-Lead
736 Main St W | Watertown | 13601 | No | Copper | Unknown | Records | 1953-07-20 | 0.75 | Copper | Records | No | Multi Family | Unknown | 1972-12-05 | 0.75 | Non-Lead
739 Main St W | Watertown | 13601 | Unknown | Unknown | Unknown |  |  | 0.75 |  |  | Unknown | Single Family | Unknown |  |  |  | Unknown Data Inside and City side Fed off of Maple Ave
742 Main St W | Watertown | 13601 | No | Copper | Unknown | Records | 1934-05-28 | 0.75 | Copper | Records | No | Business | Unknown | 1934-05-28 | 0.75 | Non-Lead | Fed off of Plum Ave
749-751-753 Main St W | Watertown | 13601 | No | Copper | Unknown | Records | 1959-09-22 | 2 | Copper | Records | No | Business | Unknown | 1959-09-22 | 2 | Non-Lead | 3/4 Copper off Poplar St 7/18/1940 also
753 Rear Main St W | Watertown | 13601 | Unknown | Unknown | Unknown |  |  | 8 |  |  | Unknown | Business | Unknown |  |  |  | 8" Fire Service
756 Main St W | Watertown | 13601 | No | Copper | Unknown | Records | 1949-07-06 | 0.75 | Copper | Records | No | Single Family | Unknown | 1949-07-06 | 0.75 | Non-Lead
760-764 Main St W | Watertown | 13601 | No | Copper | Unknown | Records | 1953-05-28 | 0.75 | Copper | Records | No | Multi Family | Unknown | 1953-05-28 | 0.75 | Non-Lead
766 Main St W | Watertown | 13601 | No | Copper | Unknown | Records | 1933-08-28 | 0.75 | Copper | Records | No | Multi Family | Unknown | 1933-08-28 | 0.75 | Non-Lead
770 Main St W | Watertown | 13601 | No | Copper | Unknown | Records | 1934-05-19 | 0.75 | Copper | Records | No | Multi Family | Unknown | 1953-07-30 | 0.75 | Non-Lead
780-782 Main St W | Watertown | 13601 | No | Copper | Unknown | Records | 1935-08-01 | 1 |  |  | No | Business | Unknown |  | 1 |  | Unknown inside Data
801-805 Main St W | Watertown | 13601 | No | Copper | Unknown | Records | 1958-09-02 | 0.75 | Copper | Records | No | Multi Family | Unknown | 1976-09-24 | 0.75 | Non-Lead | Fed off of Poplar St
807-809 Main St W | Watertown | 13601 | No | Copper | Unknown | Records | 1953-06-10 | 0.75 |  |  | No | Multi Family | Unknown |  |  |  | Unknown inside Data
808 Main St W | Watertown | 13601 | No | Copper | Unknown | Records | 1939-12-15 | 0.75 |  | Records | No | Business | Unknown | 1939-12-15 | 0.75 |  | Unknown inside Data
818-820 (826) Main St W | Watertown | 13601 | No | Copper | Unknown | Records | 1953-07-29 | 0.75 |  |  | No | Business | Unknown |  | 0.75 |  | Unknown inside Data
819 Main St W | Watertown | 13601 | No | Copper | Unknown | Records | 1953-06-20 | 0.75 | Copper | Records | No | Multi Family | Unknown | 1953-06-22 | 0.75 | Non-Lead
827-829 Main St W | Watertown | 13601 | No | Copper | Unknown | Records | 1934-03-28 | 0.75 | Copper | Records | No | Multi Family | Unknown | 1934-03-28 | 0.75 | Non-Lead
828 Main St W | Watertown | 13601 | No | Copper | Unknown | Records | 1953-07-24 | 0.75 | Copper | Records | No | Multi Family | Unknown | 1953-07-24 | 0.75 | Non-Lead
833 Main St W | Watertown | 13601 | No | Copper | Unknown | Records | 1934-09-17 | 0.75 | Galvanized | Records | No | Single Family | Unknown | 1934-09-17 | 0.75 | GSLRR | Galvanized inside
836-838 Main St W | Watertown | 13601 | No | Copper | No | Records | 1953-06-05 | 0.75 | UUL | Records | No | Business | None | 1953-06-05 | 0.75 | Unknown
845 Main St W | Watertown | 13601 | No | Copper | Unknown | Records | 1934-03-17 | 0.75 | Copper | Records | No | Single Family | Unknown | 1936-04-26 | 0.75 | Non-Lead
848 Main St W | Watertown | 13601 | No | Copper | Unknown | Records | 1935-06-13 | 0.75 | Copper | Records | No | Multi Family | Unknown | 1944-10-21 | 0.75 | Non-Lead
851 Main St W | Watertown | 13601 | No | Copper | Unknown | Records | 1935-06-13 | 0.75 | Copper | Records | No | Single Family | Unknown | 1935-07-11 | 0.75 | Non-Lead
855-857 Main St W | Watertown | 13601 | No | Copper | Unknown | Records | 1934-06-19 | 0.75 | Copper | Records | No | Multi Family | Unknown | 1934-09-28 | 0.75 | Non-Lead
861-863 Main St W | Watertown | 13601 | No | Copper | Unknown | Records | 1953-08-18 | 0.75 |  |  | No | Multi Family | Unknown |  | 1 |  | Unknown inside Data
862 Main St W | Watertown | 13601 | No | Copper | Unknown | Records | 1953-09-18 | 0.75 | Copper | Records | No | Single Family | Unknown | 1949-04-08 | 0.75 | Non-Lead
866 Main St W | Watertown | 13601 | No | Copper | Unknown | Records | 1953-09-18 | 0.75 |  |  | No | Single Family | Unknown |  |  |  | Unknown inside Data
867 Main St W | Watertown | 13601 | No | Copper | Unknown | Records | 1953-07-24 | 0.75 | Copper | Records | No | Single Family | Unknown | 1953-07-24 | 0.75 | Non-Lead
871 Main St W | Watertown | 13601 | No | Copper | Unknown | Records | 1926-04-10 | 1 | Galvanized |  | No | Single Family | Unknown |  | 1 | GSLRR | Unknown inside Data
872 Main St W | Watertown | 13601 | No | Copper | Unknown | Records | 1935-06-28 | 0.75 | Copper | Records | No | Single Family | Unknown | 1950-06-20 | 0.75 | Non-Lead
877 Main St W | Watertown | 13601 | No | Copper | Unknown | Records | 1934-03-17 | 0.75 |  |  | No | Single Family | Unknown |  |  |  | Unknown inside Data
881 Main St W | Watertown | 13601 | No | Copper | Unknown | Records | 1935-06-21 | 0.75 | Copper | Records | No | Single Family | Unknown | 1953-07-27 | 0.75 | Non-Lead
882-884 Main St W | Watertown | 13601 | No | Copper | Unknown | Records | 1935-06-13 | 1 | Copper | Records | No | Business | None | 1953-09-18 | 1 | Non-Lead
887 Main St W | Watertown | 13601 | No | Copper | Unknown | Records | 1935-06-13 | 0.75 |  |  | No | Multi Family | Unknown |  |  |  | Unknown inside Data
901-903 Main St W | Watertown | 13601 | No | Copper | Unknown | Records | 1981-09-08 | 0.75 | Copper | Records | No | Multi Family | Unknown | 2018-08-30 | 0.75 | Non-Lead
902-904 Main St W | Watertown | 13601 | No | Copper | Unknown | Records | 1935-06-13 | 0.75 | Copper | Records | No | Single Family | Unknown | 1964-07-20 | 0.75 | Non-Lead
905 Main St W | Watertown | 13601 | No | Copper | Unknown | Records | 1953-07-10 | 0.75 |  |  | No | Single Family | Unknown |  | 0.75 |  | Unknown inside Data
906 (Vacant Lot) Main St W | Watertown | 13601 | No | Copper | No | Records | 1953-08-03 | 0.75 | [8 empty] | 3/4 Copper Stub Main to C/S
915-917 Main St W | Watertown | 13601 | No | Copper | Unknown | Records | 1932-02-13 | 0.75 | Unknown |  | No | Business | Unknown |  | 0.75 | Unknown | Unknown Inside Data
918 Main St W | Watertown | 13601 | No | Copper | Unknown | Records | 1935-06-15 | 0.75 | Copper | Records | No | Single Family | Unknown | 1972-11-17 | 0.75 | Non-Lead
921-923 Main St W | Watertown | 13601 | No | Copper | Unknown | Records | 1946-12-13 | 0.75 | Copper | Records | No | Business | Unknown | 1946-12-13 | 0.75 | Non-Lead
925 Main St W | Watertown | 13601 | No | Known Other | Unknown | Records |  | 4 | Copper | Records | No | Business | Unknown | 2088-04-22 | 2 | Non-Lead
926 Main St W | Watertown | 13601 | No | Copper | Unknown | Records | 1935-06-13 | 0.75 |  |  | No | Single Family | Unknown |  |  |  | Unknown inside Data
930-932 Main St W | Watertown | 13601 | No | Copper | Unknown | Records | 1933-04-06 | 0.75 | Copper | Records | No | Multi Family | Unknown | 1933-04-06 | 0.75 | Non-Lead
940 Main St W | Watertown | 13601 | No | Copper | Yes | Records | 2021-11-04 | 0.75 | Copper | Records | No | Single Family | Unknown | 2021-11-04 | 0.75 | Non-Lead | L.R.P.
941 Main St W | Watertown | 13601 | No | Copper | Unknown | Records | 1935-06-13 | 0.75 |  |  | No | Single Family | Unknown |  |  |  | Unknown inside Data
946 Main St W | Watertown | 13601 | No | Copper | Unknown | Records | 1935-06-13 | 0.75 | Unknown |  | No | Single Family | Unknown |  | 0.75 | Unknown | Unknown inside Data
949 Main St W | Watertown | 13601 | No | Copper | Unknown | Records | 1930-05-28 | 0.75 | Galvanized | Records | No | Business | Unknown |  | 0.75 | GSLRR | Unknown inside Data 53' Copper 56' Galvanized inside
950 Main St W | Watertown | 13601 | No | Copper | Unknown | Records | 1935-06-13 | 0.75 | Copper | Records | No | Single Family | Unknown | 1972-05-25 | 0.75 | Non-Lead
960-962 (Demolished) Main St W | Watertown | 13601 | No | Copper | Unknown | Records | 1950-10-25 | 0.75 | [8 empty] | Demolished, 3/4 Copper Hot Main to C/S
989 Main St W | Watertown | 13601 | Unknown | Copper | Unknown | Records | 1934-04-04 | 1 | Galvanized | Records | No | Single Family | Unknown |  | 1 | GSLRR
Hydrant Relocation Main St W & Edmund St Main St W | Watertown | 13601 | No | Known Other | No | Records | 2005-09-14 | 6
Jefferson County Poor House Main St W | Watertown | 13601 | No | Plastic |  | Records | 2023-06-01 | 2 | Plastic | Records | No | Business | None | 2023-06-01 | 2 |  | No longer City
412 (Demolished) Maple Ave | Watertown | 13601 | No | Copper | Unknown | Records | 1939-09-07 | 0.75 | [8 empty] | Demolished 3/4 Copper Hot Main to C/S
416 (Question Vacant Lot) Maple Ave | Watertown | 13601 | Unknown | Unknown | Unknown | Records | 1920-05-06 | 0.75 | [8 empty] | Demolished Unknown Data
418-420 Maple Ave | Watertown | 13601 | No | Copper | Unknown | Records | 1938-06-24 | 0.75 | Copper | Records | No | Multi Family | Unknown | 1938-06-24 | 0.75 | Non-Lead
424 Maple Ave | Watertown | 13601 | No | Copper | Unknown | Records | 1993-02-22 | 0.75 | Copper | Records | No | Single Family | Unknown | 1993-02-22 | 0.75 | Non-Lead
426-428 Maple Ave | Watertown | 13601 | No | Copper | Unknown | Records | 1928-04-25 | 0.75 | [8 empty] | Demolished 3/4 Copper Hot Main to C/S
430-432 Maple Ave | Watertown | 13601 | No | Copper | Unknown | Records | 1977-09-13 | 0.75 |  |  | No | Multi Family | Unknown |  | 0.75 |  | Unknown inside Data
440-442 Maple Ave | Watertown | 13601 | Unknown | Unknown | Unknown |  |  | 0.75 | [8 empty] | Unknown Data inside or City side
1067 Marble St | Watertown | 13601 | No | Copper | No | Records | 1971-11-26 | 1.5 | Copper | Records | No | Business | Unknown | 1971-11-26 | 1.5 | Non-Lead
Hydro Plant Marble St | Watertown | 13601 | Unknown | Known Other | Unknown | Records | 1933-01-24 | 6 | Known Other | Records | Unknown | Business | None | 1933-01-24 | 6 | Non-Lead
1301 Marra Dr | Watertown | 13601 | No | Copper | No | Records | 1957-11-08 | 0.75 | Copper | Records | No | Single Family | Unknown | 1957-11-08 | 0.75 | Non-Lead | Fed off of Barben Ave
1304 Marra Dr | Watertown | 13601 | No | Copper | No | Records | 1958-08-28 | 0.75 | Copper | Records | No | Single Family | Unknown | 1958-08-28 | 0.75 | Non-Lead
1305 Marra Dr | Watertown | 13601 | No | Copper | No | Records | 1958-08-28 | 0.75 | Copper | Records | No | Single Family | Unknown | 1958-08-28 | 0.75 | Non-Lead
1309 Marra Dr | Watertown | 13601 | No | Copper | No | Records | 1958-08-28 | 0.75 | Copper | Records | No | Single Family | Unknown | 1958-08-28 | 0.75 | Non-Lead
1311 Marra Dr | Watertown | 13601 | No | Copper | No | Records | 1966-12-08 | 0.75 | Copper | Records | No | Single Family | Unknown | 1966-12-08 | 0.75 | Non-Lead
1312 Marra Dr | Watertown | 13601 | No | Copper | No | Records | 1960-08-08 | 0.75 | Copper | Records | No | Single Family | Unknown | 1960-08-08 | 0.75 | Non-Lead
1315 Marra Dr | Watertown | 13601 | No | Copper | No | Records | 1961-05-05 | 0.75 | Copper | Records | No | Single Family | Unknown | 1961-05-05 | 0.75 | Non-Lead
1316 Marra Dr | Watertown | 13601 | No | Copper | No | Records | 1960-08-08 | 0.75 |  |  | No | Single Family | Unknown |  |  |  | Unknown inside Data
1319 Marra Dr | Watertown | 13601 | No | Copper | No | Records | 1967-08-23 | 0.75 | Copper | Records | No | Single Family | Unknown | 1967-08-23 | 0.75 | Non-Lead
1320 Marra Dr | Watertown | 13601 | No | Copper | No | Records | 1961-08-25 | 0.75 | Copper | Records | No | Single Family | Unknown | 1961-08-25 | 0.75 | Non-Lead
1323 Marra Dr | Watertown | 13601 | No | Copper | No | Records | 1962-05-22 | 0.75 |  |  | No | Single Family | Unknown |  |  |  | Unknown inside Data
1324 Marra Dr | Watertown | 13601 | No | Copper | No | Records | 1995-10-12 | 1 | Copper | Records | No | Single Family | Unknown | 1995-10-12 | 1 | Non-Lead
1328 Marra Dr | Watertown | 13601 | No | Copper | No | Records | 1961-05-05 | 0.75 | Copper | Records | No | Single Family | Unknown | 1961-05-05 | 0.75 | Non-Lead
1331 Marra Dr | Watertown | 13601 | No | Copper | No | Records | 1967-04-10 | 0.75 | Copper | Records | No | Single Family | Unknown | 1967-04-10 | 0.75 | Non-Lead
1332 Marra Dr | Watertown | 13601 | No | Copper | No | Records | 1968-07-26 | 0.75 | Copper | Records | No | Single Family | Unknown | 1968-07-26 | 0.75 | Non-Lead
1335 Marra Dr | Watertown | 13601 | No | Copper | No | Records | 1967-04-10 | 0.75 | Copper | Records | No | Single Family | Unknown | 1967-04-10 | 0.75 | Non-Lead
1336 Marra Dr | Watertown | 13601 | No | Copper | No | Records | 1968-09-05 | 0.75 | Copper | Records | No | Single Family | Unknown | 1968-09-05 | 0.75 | Non-Lead
1340 Marra Dr | Watertown | 13601 | No | Copper | No | Records | 1968-10-14 | 0.75 | Copper | Records | No | Single Family | Unknown | 1968-10-14 | 0.75 | Non-Lead
1341 Marra Dr | Watertown | 13601 | No | Copper | No | Records | 1972-12-05 | 0.75 | Copper | Records | No | Single Family | Unknown | 1972-12-05 | 0.75 | Non-Lead
1380 Marra Dr | Watertown | 13601 | No | Copper | No | Records | 1970-07-31 | 0.75 | Copper | Records | No | Single Family | Unknown | 1970-07-31 | 0.75 | Non-Lead
1381 Marra Dr | Watertown | 13601 | No | Copper | No | Records | 1970-09-01 | 0.75 | Copper | Records | No | Single Family | Unknown | 1970-09-01 | 0.75 | Non-Lead
1390 Marra Dr | Watertown | 13601 | No | Copper | No | Records | 1962-08-25 | 0.75 | Copper | Records | No | Single Family | Unknown | 1962-09-11 | 0.75 | Non-Lead | Fed off of Holcomb St
1391 Marra Dr | Watertown | 13601 | No | Copper | No | Records | 1962-08-23 | 0.75 | Copper | Records | No | Single Family | Unknown | 1962-09-11 | 0.75 | Non-Lead | Fed off of Holcomb St
464 (Demolished) Martin St | Watertown | 13601 | No | Copper | Unknown | Records | 1960-07-26 | 0.75 | [8 empty] | Demolished 3/4 Copper Hot Main to C/S
465 Martin St | Watertown | 13601 | Unknown | Unknown | Unknown | Records | 1930-04-19 | 4 |  |  |  | Other | None |  |  |  | Unknown Data
114 Massey St N | Watertown | 13601 | No | Copper | Unknown | Records | 1975-04-21 | 0.75 | Copper | Records | No | Business | Unknown | 1975-04-21 | 0.75 | Non-Lead
117 Massey St N | Watertown | 13601 | No | Copper | Unknown | Records | 1936-05-22 | 0.75 | Copper | Records | No | Business | Unknown | 1936-05-22 | 0.75 | Non-Lead
118 Massey St N | Watertown | 13601 | Unknown | Unknown | Unknown | Records | 1907-06-24 | 0.75 |  |  | Unknown | Business | Unknown |  |  |  | Unknown Data inside and City side
120-122 Massey St N | Watertown | 13601 | No | Copper | Unknown | Records | 1937-08-09 | 0.75 | [8 empty] | Disc. 8/13/1948
124 Massey St N | Watertown | 13601 | No | Copper | Unknown | Records | 1936-07-14 | 0.75 | [8 empty] | Disc, 8/13/1948
125 (Demolished) Massey St N | Watertown | 13601 | No | Copper | Unknown | Records | 1936-05-18 | 0.75 | [8 empty] | Demolished, 3/4"Copper Hot Main to C/S
126-128 Massey St N | Watertown | 13601 | No | Copper | Unknown | Records | 1936-07-08 | 0.75 | [8 empty] | Disc., 8/20/1946
133 Massey St N | Watertown | 13601 | No | Copper | Unknown | Records | 1997-12-20 | 1 | Copper | Records | No | Business | Unknown | 2002-10-01 | 1 | Non-Lead
136 Massey St N | Watertown | 13601 | No | Copper | Unknown | Records | 1936-06-24 | 0.75 | [8 empty] | Unknown Address Location and unknown termination point
210 Massey St N | Watertown | 13601 | No | Copper | Unknown | Records | 1942-01-06 | 0.75 | [8 empty] | Unknown Address Location and termination point
217 Massey St N | Watertown | 13601 | No | Copper | Unknown | Records | 1945-04-12 | 0.75 | [8 empty] | Unknown Address Location and termination point
219-221 (Demolished) Massey St N | Watertown | 13601 | No | Copper | Unknown | Records | 1936-03-31 | 1 | [8 empty] | Demolished, 1" Copper Hot Main to C/S
222 Massey St N | Watertown | 13601 | No | Copper | No | Records | 1997-03-05 | 2 | Copper | Records | No | Business | Unknown | 1997-03-05 | 2 | Non-Lead | Fed off of Coffeen St
229 Massey St N | Watertown | 13601 | No | Copper | Unknown | Records | 1970-07-15 | 1 | Copper | Records | No | Business | Unknown | 1970-07-15 | 1 | Non-Lead
Vacant Lot Massey & Prospect Massey St N | Watertown | 13601 | No | Copper | No | Records | 1994-07-26 | 0.75 | [8 empty] | Left for Future use
106 (Demolished) Massey St S | Watertown | 13601 | No | Copper | Unknown | Records | 1937-10-05 | 0.75 | [8 empty] | Demolished Unknown Termination point
108 (Demolished) Massey St S | Watertown | 13601 | No | Copper | Unknown | Records | 1937-10-05 | 0.75 | [8 empty] | Demolished Unknown termination point
114-116 (Demolished) Massey St S | Watertown | 13601 | No | Copper | Unknown | Records | 1937-10-15 | 1 | [8 empty] | Demolished Unknown termination point
118 (Demolished) Massey St S | Watertown | 13601 | No | Copper | No | Records | 1989-06-17 | 1 | [8 empty] | Demolished 1" Copper Hot Main to C/S
123 Massey St S | Watertown | 13601 | No | Known Other | Unknown | Records | 1989-07-11 | 4 | Known Other | Records | No | Business | None | 1908-09-08 | 4 | Non-Lead
124 Massey St S | Watertown | 13601 | No | Copper | Unknown | Records | 1989-06-20 | 1 | Copper | Records | No | Multi Family | Unknown | 1989-06-20 | 1 | Non-Lead
128 Massey St S | Watertown | 13601 | No | Copper | Unknown | Records | 1989-06-19 | 1 | Copper | Records | No | Business | Unknown | 1998-07-15 | 1 | Non-Lead
132-136 Massey St S | Watertown | 13601 | No | Copper | Unknown | Records | 1989-06-01 | 1 | Copper | Records | No | Multi Family | Unknown | 1937-10-05 | 1 | Non-Lead
135 (Demolished) Massey St S | Watertown | 13601 | No | Copper | No | Records | 1989-06-17 | 1 | [8 empty] | Demolished Unknown termination point
142 Massey St S | Watertown | 13601 | No | Copper | Unknown | Records | 1989-06-23 | 1 | Galvanized | Records | No | Single Family | Unknown | 1923-07-02 | 1 | GSLRR
144 Massey St S | Watertown | 13601 | No | Copper | Unknown | Records | 1989-06-26 | 1 |  |  | No | Single Family | Unknown |  | 0.75 |  | Unknown inside Data
146 Massey St S | Watertown | 13601 | No | Copper | Unknown | Records | 1989-06-27 | 1 | Unknown | Records | No | Single Family | Unknown | 1933-08-15 | 0.75 | Unknown | Unknown inside Data
150 Massey St S | Watertown | 13601 | No | Copper | Unknown | Records | 1999-06-14 | 1 | Copper | Records | No | Single Family | Unknown | 1999-06-14 | 1 | Non-Lead | Fed off of Stone St
210-212 Massey St S | Watertown | 13601 | No | Copper | Unknown | Records | 1989-07-11 | 1.5 | Known Other | Records | No | Multi Family | Unknown | 1931-11-12 | 1.5 | Non-Lead | 1 1/2 Brass inside
215 Massey St S | Watertown | 13601 | No | Copper | Unknown | Records | 1989-07-06 | 1 | Copper | Records | No | Other | Unknown | 1962-05-24 | 1 | Non-Lead
224 Massey St S | Watertown | 13601 | No | Known Other | No | Records | 1989-07-01 | 4 | Known Other | Records | No | Other | None |  | 4 | Non-Lead | 4" D.I.P.
231 Massey St S | Watertown | 13601 | No | Copper | Unknown | Records | 1989-07-01 | 1 |  |  | No | Business | Unknown |  | 1 |  | Unknown Inside Data
237 Massey St S | Watertown | 13601 | No | Copper | No | Records | 1989-07-01 | 1.5 | Copper | Records | No | Other | Unknown | 1989-07-01 | 1.5 | Non-Lead
243 Massey St S | Watertown | 13601 | No | Copper | Unknown | Records | 1934-10-03 | 0.75 | Copper | Records | No | Single Family | Unknown | 1934-10-03 | 0.75 | Non-Lead
244-246 Massey St S | Watertown | 13601 | No | Copper | Unknown | Records | 2012-11-01 | 1 | Copper | Records | No | Multi Family | Unknown | 1949-08-23 | 1 | Non-Lead
249 Massey St S | Watertown | 13601 | No | Copper | Unknown | Records | 2012-11-01 | 1 | Copper | Records | No | Single Family | Unknown | 1934-04-10 | 1 | Non-Lead
264 Massey St S | Watertown | 13601 | No | Copper | Unknown | Records | 2012-11-01 | 1 | Copper | Records | No | Multi Family | Unknown | 1969-07-21 | 1 | Non-Lead
302 Massey St S | Watertown | 13601 | No | Copper | Unknown | Records | 1937-11-16 | 0.75 |  |  | No | Multi Family | Unknown |  |  |  | Unknown inside Data
307 Massey St S | Watertown | 13601 | No | Copper | Unknown | Records | 1931-04-21 | 0.75 | Copper | Records | No | Single Family | Unknown | 1931-04-21 | 0.75 | Non-Lead
310 Massey St S | Watertown | 13601 | No | Copper | Unknown | Records | 1931-04-21 | 0.75 | Copper | Records | No | Multi Family | Unknown | 1931-05-02 | 0.75 | Non-Lead
311 Massey St S | Watertown | 13601 | No | Copper | Unknown | Records | 1931-04-21 | 0.75 | Copper | Records | No | Single Family | Unknown | 1931-05-15 | 0.75 | Non-Lead
315 Massey St S | Watertown | 13601 | No | Copper | Unknown | Records | 1931-04-21 | 0.75 | Copper | Records | No | Multi Family | Unknown | 1931-05-05 | 0.75 | Non-Lead
316 Massey St S | Watertown | 13601 | No | Copper | Unknown | Records | 1931-04-21 | 0.75 | Copper | Records | No | Single Family | Unknown | 1931-05-06 | 0.75 | Non-Lead
319 Massey St S | Watertown | 13601 | No | Copper | Unknown | Records | 1931-05-16 | 0.75 | Copper | Records | No | Single Family | Unknown | 1931-05-16 | 0.75 | Non-Lead
322 Massey St S | Watertown | 13601 | No | Copper | Unknown | Records | 1931-04-21 | 0.75 | Copper | Records | No | Multi Family | Unknown | 1931-04-23 | 0.75 | Non-Lead
325-327 Massey St S | Watertown | 13601 | No | Copper | Unknown | Records | 1931-05-13 | 1 | Copper | Records | No | Multi Family | Unknown | 1928-10-17 | 1 | Non-Lead
330 Massey St S | Watertown | 13601 | No | Copper | Unknown | Records | 1931-04-21 | 0.75 | Copper | Records | No | Single Family | Unknown | 1931-05-02 | 0.75 | Non-Lead
331 Massey St S | Watertown | 13601 | No | Copper | Unknown | Records | 1952-06-09 | 0.75 | Copper | Records | No | Multi Family | Unknown | 1952-06-09 | 0.75 | Non-Lead
334 Massey St S | Watertown | 13601 | No | Copper | Unknown | Records | 1931-05-10 | 0.75 | Copper | Records | No | Single Family | Unknown | 1931-05-10 | 0.75 | Non-Lead
335 Massey St S | Watertown | 13601 | No | Copper | Unknown | Records | 1938-10-31 | 0.75 |  |  | No | Single Family | Unknown |  | 0.75 |  | Unknown inside Data Fed off of Mullin St
338 Massey St S | Watertown | 13601 | No | Copper | Unknown | Records | 1937-10-13 | 0.75 | Copper | Records | No | Single Family | Unknown | 1931-05-01 | 0.75 | Non-Lead | Fed off of Mullin St
400 Massey St S | Watertown | 13601 | No | Copper | Unknown | Records | 1937-10-18 | 1 | Copper | Records | No | Other | Unknown | 1937-10-11 | 1 | Non-Lead | Fed off of Mullin St W
404 Massey St S | Watertown | 13601 | No | Copper | Unknown | Records | 1931-05-14 | 0.75 | Copper | Records | No | Multi Family | Unknown | 1964-08-12 | 0.75 | Non-Lead
408 Massey St S | Watertown | 13601 | No | Copper | Unknown | Records | 2019-11-14 | 0.75 | Copper | Records | No | Multi Family | Unknown | 2005-11-29 | 0.75 | Non-Lead
409 Massey St S | Watertown | 13601 | No | Copper | Unknown | Records | 1931-04-21 | 0.75 | Copper | Records | No | Multi Family | Unknown | 1931-05-06 | 0.75 | Non-Lead
413-415 Massey St S | Watertown | 13601 | No | Copper | Unknown | Records | 1934-09-11 | 0.75 | Copper | Records | No | Multi Family | Unknown | 1934-09-11 | 0.75 | Non-Lead
414 Massey St S | Watertown | 13601 | No | Copper | Unknown | Records | 1965-05-10 | 0.75 | Copper | Records | No | Multi Family | Unknown | 1965-05-10 | 0.75 | Non-Lead
419 Massey St S | Watertown | 13601 | No | Copper | Unknown | Records | 1931-05-06 | 0.75 | Copper | Records | No | Single Family | Unknown | 1931-05-06 | 0.75 | Non-Lead
420 Massey St S | Watertown | 13601 | No | Copper | Unknown | Records | 1951-09-06 | 0.75 | Copper | Records | No | Multi Family | Unknown | 1951-09-06 | 0.75 | Non-Lead
421 Massey St S | Watertown | 13601 | No | Copper | Unknown | Records | 1931-05-06 | 0.75 |  |  | No | Single Family | Unknown |  |  |  | Unknown inside Data
423 Massey St S | Watertown | 13601 | No | Copper | Unknown | Records | 1931-05-06 | 0.75 | Copper | Records | No | Single Family | Unknown | 1931-05-06 | 0.75 | Non-Lead
424 Massey St S | Watertown | 13601 | No | Copper | Unknown | Records | 1931-05-13 | 0.75 | Copper | Records | No | Multi Family | Unknown | 1931-05-13 | 0.75 | Non-Lead
427-429 Massey St S | Watertown | 13601 | No | Copper | Unknown | Records | 1931-05-04 | 0.75 | Unknown | Records | No | Multi Family | Unknown | 1922-05-24 | 1 | Unknown | Unknown inside Material
428 Massey St S | Watertown | 13601 | No | Copper | Unknown | Records | 1931-05-07 | 0.75 | Unknown | Records | No | Single Family | Unknown |  | 0.75 | Unknown | Unknown Data inside and part of City side
430-432 Massey St S | Watertown | 13601 | No | Copper | Unknown | Records | 1931-05-04 | 0.75 | Copper | Records | No | Multi Family | Unknown | 1936-11-17 | 0.75 | Non-Lead | Unknown Data between City and inside
431 Massey St S | Watertown | 13601 | No | Copper | Unknown | Records | 1931-09-05 | 0.75 | Copper | Records | No | Single Family | Unknown | 1927-10-28 | 0.75 | Non-Lead
434 Massey St S | Watertown | 13601 | No | Copper | Unknown | Records | 1960-12-19 | 0.75 | Copper | Records | No | Multi Family | Unknown | 1981-04-06 | 0.75 | Non-Lead
435 Massey St S | Watertown | 13601 | No | Copper | Unknown | Records | 2003-05-14 | 0.75 | Copper | Records | No | Single Family | Unknown | 1968-06-20 | 0.75 | Non-Lead
436 Massey St S | Watertown | 13601 | No | Copper | Unknown | Records | 1931-05-13 | 0.75 | Copper | Records | No | Single Family | Unknown | 1935-08-23 | 0.75 | Non-Lead
439 Massey St S | Watertown | 13601 | No | Copper | Unknown | Records | 1931-05-04 | 0.75 |  |  | No | Single Family | Unknown |  |  |  | Unknown Data inside and some City side
440 Massey St S | Watertown | 13601 | No | Copper | Unknown | Records | 1987-02-26 | 0.75 | Copper | Records | No | Multi Family | Unknown | 1987-02-26 | 0.75 | Non-Lead
441 Massey St S | Watertown | 13601 | No | Copper | Unknown | Records | 1931-04-21 | 0.75 | Copper | Records | No | Single Family | Unknown | 1931-04-28 | 0.75 | Non-Lead
444 Massey St S | Watertown | 13601 | No | Copper | Unknown | Records | 1971-08-13 | 0.75 | Copper | Records | No | Single Family | Unknown | 1971-08-13 | 0.75 | Non-Lead
445 Massey St S | Watertown | 13601 | No | Copper | Unknown | Records | 1931-04-21 | 0.75 | Copper | Records | No | Single Family | Unknown | 1931-04-24 | 0.75 | Non-Lead
446 Massey St S | Watertown | 13601 | No | Copper | Unknown | Records | 1959-10-05 | 0.75 | Copper | Records | No | Multi Family | Unknown | 1959-10-05 | 0.75 | Non-Lead
449 Massey St S | Watertown | 13601 | No | Copper | Unknown | Records | 1931-05-06 | 0.75 | Copper | Records | No | Single Family | Unknown | 1931-05-06 | 0.75 | Non-Lead
451 Massey St S | Watertown | 13601 | No | Copper | Unknown | Records | 1931-05-06 | 0.75 | Copper | Records | No | Single Family | Unknown | 1934-09-25 | 0.75 | Non-Lead
453-455 (Demolished) Massey St S | Watertown | 13601 | No | Copper | Unknown | Records | 1942-06-02 | 0.75 | [8 empty] | Demolished 3/4 Copper Hot Main to C/S
454 Massey St S | Watertown | 13601 | No | Copper | Yes | Records | 1931-04-17 | 1 |  |  | No | Multi Family | Unknown |  |  |  | Unknown inside Data
459 Massey St S | Watertown | 13601 | No | Copper | Unknown | Records | 1931-05-05 | 0.75 |  |  | No | Single Family | Unknown | 1922-09-26 | 0.75 |  | Unknown inside Data
460 Massey St S | Watertown | 13601 | No | Copper | Unknown | Records | 1942-04-27 | 0.75 | Copper | Records | No | Single Family | Unknown | 2007-10-25 | 0.75 | Non-Lead
462-464 Massey St S | Watertown | 13601 | No | Copper | Unknown | Records | 2016-09-16 | 0.75 | Copper | Records | No | Multi Family | Unknown | 2016-09-16 | 0.75 | Non-Lead
463 Massey St S | Watertown | 13601 | No | Copper | Unknown | Records | 1958-08-19 | 0.75 | Copper | Records | No | Single Family | Unknown | 1958-08-19 | 0.75 | Non-Lead
466-468 Massey St S | Watertown | 13601 | No | Copper | Unknown | Records | 1955-05-26 | 0.75 | Copper | Records | No | Multi Family | Unknown | 1955-05-26 | 0.75 | Non-Lead
467 Massey St S | Watertown | 13601 | No | Copper | Unknown | Records | 1931-05-05 | 0.75 |  |  | No | Single Family | Unknown |  |  |  | Unknown inside Data
470 Massey St S | Watertown | 13601 | No | Copper | Unknown | Records | 1942-04-09 | 0.75 | Unknown |  | No | Single Family | Unknown | 1927-09-24 | 0.75 | Unknown | Unknown inside Data
501 Massey St S | Watertown | 13601 | No | Copper | Unknown | Records | 1989-06-01 | 1 | Copper | Records | No | Multi Family | Unknown | 1928-10-13 | 0.75 | Non-Lead
509 Massey St S | Watertown | 13601 | No | Copper | Unknown | Records | 1989-06-01 | 1 | Copper | Records | No | Multi Family | Unknown | 1928-10-01 | 0.75 | Non-Lead
515 Massey St S | Watertown | 13601 | No | Copper | Unknown | Records | 1989-06-01 | 1 | Copper | Records | No | Single Family | Unknown | 1928-10-05 | 0.75 | Non-Lead
519 (Vacant Lot) Massey St S | Watertown | 13601 | No | Copper | No | Records | 1989-06-01 | 1 | [8 empty] | Hot Main to C/S for future use
525 Massey St S | Watertown | 13601 | No | Copper | Unknown | Records | 1989-06-01 | 1 | Copper | Records | No | Single Family | Unknown | 1928-10-05 | 0.75 | Non-Lead
527 Massey St S | Watertown | 13601 | No | Copper | Unknown | Records | 1989-06-01 | 1 | Copper | Records | No | Single Family | Unknown | 1997-03-01 | 0.75 | Non-Lead
531 Massey St S | Watertown | 13601 | No | Copper | Unknown | Records | 1989-06-01 | 1 | Copper | Records | No | Single Family | Unknown | 1928-10-01 | 0.75 | Non-Lead
532 Massey St S | Watertown | 13601 | No | Known Other | Unknown | Records | 1957-02-19 | 4 | Known Other | Records | No | School Childcare | Unknown | 1996-09-04 | 4 | Non-Lead | 4"D.I.P
601 Massey St S | Watertown | 13601 | No | Copper | Unknown | Records | 1989-06-01 | 1 |  |  | No | Single Family | Unknown | 1941-07-11 | 0.75 |  | Unknown Inside Material
607 Massey St S | Watertown | 13601 | No | Copper | No | Records | 1989-06-01 | 1 | Copper | Records | No | Single Family | Unknown | 1964-10-23 | 0.75 | Non-Lead
613 Massey St S | Watertown | 13601 | No | Copper | Unknown | Records | 1989-06-01 | 1 |  |  | No | Single Family | Unknown |  |  |  | Unknown inside Data
615 Massey St S | Watertown | 13601 | No | Copper | Unknown | Records | 1989-06-01 | 1 |  |  | No | Single Family | Unknown |  |  |  | Unknown inside Data
623 Massey St S | Watertown | 13601 | No | Copper | Unknown | Records | 1989-06-01 | 1 |  |  | No | Single Family | Unknown | 1928-10-24 | 0.75 |  | Unknown inside Data
700 Massey St S | Watertown | 13601 | No | Copper | No | Records | 1997-02-04 | 1 | Copper | Records | No | Single Family | Unknown | 2007-07-10 | 1 | Non-Lead
701 Massey St S | Watertown | 13601 | No | Copper | Unknown | Records | 1989-06-01 | 1 | Copper | Records | No | Single Family | Unknown | 1980-05-19 | 0.75 | Non-Lead
706 Massey St S | Watertown | 13601 | No | Copper | Unknown | Records | 1989-06-01 | 1 | Copper | Records | No | Single Family | Unknown | 1948-08-18 | 0.75 | Non-Lead
714 Massey St S | Watertown | 13601 | No | Copper | Unknown | Records | 1989-06-01 | 1 | Copper | Records | No | Single Family | Unknown | 1989-07-25 | 1 | Non-Lead
717 Massey St S | Watertown | 13601 | No | Copper | Unknown | Records | 1989-06-01 | 1 | Copper | Records | No | Single Family | Unknown | 1962-04-25 | 0.75 | Non-Lead
720 Massey St S | Watertown | 13601 | No | Copper | Unknown | Records | 1989-06-01 | 1 | Copper | Records | No | Single Family | Unknown | 1968-07-19 | 0.75 | Non-Lead
723 Massey St S | Watertown | 13601 | No | Copper | No | Records | 1989-06-01 | 1 | UUL |  | No | Single Family | Unknown |  |  | Unknown | Unknown inside Data
725 Massey St S | Watertown | 13601 | No | Copper | No | Records | 1956-09-18 | 1 | Copper | Records | No | Single Family | Unknown | 1956-09-18 | 1 | Non-Lead
728 Massey St S | Watertown | 13601 | No | Copper | Unknown | Records | 1956-06-22 | 0.75 | Copper | Records | No | Single Family | Unknown | 1956-06-22 | 0.75 | Non-Lead
733 Massey St S | Watertown | 13601 | No | Copper | No | Records | 1958-07-07 | 2 | UUL |  | No | School Childcare | Unknown | 1958-07-07 |  | Unknown | Hyde Plumbing did inside work 7/7/1958
734 Massey St S | Watertown | 13601 | No | Copper | No | Records | 1958-07-23 | 0.75 | Copper | Records | No | Single Family | Unknown | 1958-07-23 | 0.75 | Non-Lead
740 Massey St S | Watertown | 13601 | No | Copper | No | Records | 1963-05-09 | 0.75 | Copper | Records | No | Single Family | Unknown | 1963-05-09 | 0.75 | Non-Lead
744 Massey St S | Watertown | 13601 | No | Copper | No | Records | 1962-04-23 | 0.75 | Copper | Records | No | Single Family | Unknown | 1962-04-23 | 0.75 | Non-Lead
752 Massey St S | Watertown | 13601 | No | Copper | No | Records | 1987-06-19 | 0.75 | Copper | Records | No | Single Family | Unknown | 1987-06-19 | 0.75 | Non-Lead
757 Massey St S | Watertown | 13601 | No | [13 empty] | Unknown Data inside and City side
762 Massey St S | Watertown | 13601 | No | Copper | No | Records | 1968-05-20 | 0.75 | Copper | Records | No | Single Family | Unknown | 1968-05-20 | 0.75 | Non-Lead
772 Massey St S | Watertown | 13601 | No | Copper | No | Records | 1989-11-21 | 1 | Copper | Records | No | Single Family | Unknown | 1989-11-21 | 1 | Non-Lead
775 (Believe Demolished) Massey St S | Watertown | 13601 | No | Copper | Unknown | Records | 1937-09-01 | 0.75 | [8 empty] | Demolished, Unknown termination point
776 Massey St S | Watertown | 13601 | No | Copper | No | Records | 2005-04-13 | 1 | Copper | Records | No | Single Family | Unknown | 2005-04-13 | 1 | Non-Lead
800 & 804 Massey St S | Watertown | 13601 | No | Copper | No | Records | 2018-09-18 | 0.75 | Plastic | Records | No | Single Family | Unknown | 2018-09-18 | 1 | Non-Lead
801 Massey St S | Watertown | 13601 | No | Copper | No | Records | 1959-05-13 | 0.75 | Copper | Records | No | Single Family | Unknown | 1998-05-06 | 1 | Non-Lead
824 Massey St S | Watertown | 13601 | No | Copper | No | Records | 1970-09-03 | 0.75 |  |  | No | Single Family | Unknown |  | 0.75 |  | Unknown inside Data
829 Massey St S | Watertown | 13601 | No | Copper | No | Records | 1988-05-31 | 1 | Copper | Records | No | Single Family | Unknown | 1988-09-07 | 1 | Non-Lead
850 Massey St S | Watertown | 13601 | No | Copper | No | Records | 1933-09-30 | 0.75 | Copper | Records | No | Single Family | Unknown | 1933-09-30 | 0.75 | Non-Lead
856 Massey St S | Watertown | 13601 | No | Copper | No | Records | 1957-04-23 | 0.75 | Copper | Records | No | Single Family | Unknown | 1957-04-23 | 0.75 | Non-Lead
866 (Vacant Lot) Massey St S | Watertown | 13601 | No | Copper | Unknown | Records | 1952-07-08 | 0.75 | Copper | Records | No |  | Unknown | 1952-07-08 | 0.75 | Non-Lead | Unknown Data if used or terminated
867 (Vacant Lot) Massey St S | Watertown | 13601 | No | Copper | Unknown | Records | 1957-09-05 | 0.75 | Copper | [5 empty] | 0.75 | Non-Lead | Was for trailer Unknown termination point
869 Massey St S | Watertown | 13601 | No | Copper | Unknown | Records | 1947-10-16 | 0.75 | Copper | Records | No | Single Family | Unknown | 1947-10-16 | 0.75 | Non-Lead
875 Massey St S | Watertown | 13601 | No | Copper | No | Records | 1937-09-01 | 0.75 | Copper | Records | No | Single Family | Unknown | 1937-09-08 | 0.75 | Non-Lead
880 Massey St S | Watertown | 13601 | No | Copper | No | Records | 1936-09-26 | 0.75 | Copper | Records | No | Single Family | Unknown | 1936-09-26 | 0.75 | Non-Lead
882 Massey St S | Watertown | 13601 | No | Copper | No | Records | 1933-11-02 | 0.75 | Copper | Records | No | Single Family | Unknown | 1933-11-23 | 0.75 | Non-Lead
885-887 (Meter Pit) Massey St S | Watertown | 13601 | No | Copper | No | Records | 1991-07-22 | 1 | Copper | Records | No | Business | Unknown | 1990-08-07 | 1 | Non-Lead
889 Massey St S | Watertown | 13601 | No | Copper | No | Records | 1937-08-28 | 0.75 | Copper | Records | No | Single Family | Unknown | 1937-08-28 | 0.75 | Non-Lead
890 Massey St S | Watertown | 13601 | No | Copper | No | Records | 1933-10-31 | 0.75 | Copper | Records | No | Single Family | Unknown | 1933-12-05 | 0.75 | Non-Lead
893 Massey St S | Watertown | 13601 | No | Copper | No | Records | 1937-10-05 | 0.75 | Copper | Records | No | Single Family | Unknown | 1937-10-05 | 0.75 | Non-Lead
894 Massey St S | Watertown | 13601 | No | Copper | No | Records | 1933-10-27 | 0.75 | Copper | Records | No | Single Family | Unknown | 1933-10-27 | 0.75 | Non-Lead
895 (CSX Meter Pit) Massey St S | Watertown | 13601 | No | Known Other | No |  |  | 6 | [8 empty] | Unknown Install Date
896 Massey St S | Watertown | 13601 | No | Copper | No | Records | 1938-09-02 | 0.75 | Copper | Records | No | Single Family | Unknown | 1938-09-02 | 0.75 | Non-Lead
898 Massey St S | Watertown | 13601 | No | Copper | No | Records | 1938-09-02 | 0.75 | Known Other | Records | No | Single Family | Unknown | 1951-12-12 | 0.75 | Non-Lead | Fed off service for 896 around back Unknown Material
Connection New Street Off Massey ( Believe Greensview Dr) Massey St S | Watertown | 13601 | No | Known Other | No | Records | 1988-04-14 | 6 | [8 empty] | Tap for Greensview Dr
End Of Massey St S Meter Pit and 5 houses outside the city line Massey St S | Watertown | 13601 | No | Copper | Unknown | Records | 1940-06-05 | 1.5 | Galvanized | Records | No | Other | None | 1940-06-05 | 2 | GSLRR | Meter Pit feeds 5 Houses out side city
Island-Holcomb & Massey Massey St S | Watertown | 13601 | No | Copper | Unknown | Records | 1929-05-07 | 0.75 | Copper | Records | No |  | None | 1929-05-07 | 0.75 | Non-Lead | 3/4 Copper feeds fountain Fed from Clinton St
Meter Pit For Golf Club Massey St S | Watertown | 13601 | No | Copper | No | Records | 1951-04-10 | 0.75 | Copper | Records | No |  | None | 1951-04-10 | 0.75 | Non-Lead | Meter pit for Golf course
US Army Reserve Center 500 Block Massey St S | Watertown | 13601 | No | Known Other | Unknown | Records | 1957-02-19 | 4 | Known Other | Records | No | School Childcare | None | 1996-09-04 | 4 | Non-Lead | 4"D.I.P
9 Maywood Ter | Watertown | 13601 | No | Copper | No | Records | 2011-06-01 | 2 | Copper | Records | No | Multi Family | None | 2011-06-01 | 2 | Non-Lead
312 McClelland St | Watertown | 13601 | No | Copper | Unknown | Records | 1966-11-22 | 1 | Copper | Records | No | Single Family | Unknown | 1966-11-22 | 1 | Non-Lead
313 McClelland St | Watertown | 13601 | Unknown | Unknown | Unknown | Records | 1922-05-16 | 0.75 |  |  | Unknown | Single Family | Unknown |  | 0.75 |  | Unknown Data inside and City side
316 McClelland St | Watertown | 13601 | No | Copper | Unknown | Records | 1947-07-02 | 0.75 | Copper | Records | No | Single Family | Unknown | 1947-07-02 | 0.75 | Non-Lead
317 McClelland St | Watertown | 13601 | No | Copper | Unknown | Records | 1953-09-10 | 0.75 | Copper | Records | No | Single Family | Unknown | 1953-09-10 | 0.75 | Non-Lead
320 McClelland St | Watertown | 13601 | No | Copper | Unknown | Records | 1966-08-17 | 0.75 | Copper | Records | No | Single Family | Unknown | 1966-08-17 | 0.75 | Non-Lead
321 McClelland St | Watertown | 13601 | No | Copper | Unknown | Records | 1953-01-16 | 0.75 | Copper | Records | No | Single Family | Unknown | 1966-01-16 | 0.75 | Non-Lead
324 McClelland St | Watertown | 13601 | Unknown | [7 empty] | Unknown | Single Family | Unknown |  |  |  | Unknown Data inside and City side
325 McClelland St | Watertown | 13601 | Yes | UPL | Yes | Records | 1918-05-15 | 0.75 |  |  | Unknown | Single Family | Unknown |  |  |  | Unknown Data inside and City side
328 McClelland St | Watertown | 13601 | No | Copper | Unknown | Records | 1964-07-20 | 0.75 | Copper | Records | No | Single Family | Unknown | 1964-07-20 | 0.75 | Non-Lead
329-331 McClelland St | Watertown | 13601 | No | Copper | Unknown | Records | 1964-07-20 | 0.75 | Copper | Records | No | Multi Family | Unknown | 1976-04-07 | 0.75 | Non-Lead
332 McClelland St | Watertown | 13601 | No | Copper | Unknown | Records | 1945-07-31 | 0.75 | Unknown |  | No | Single Family | Unknown |  | 0.75 | Unknown | Unknown inside Data
335 McClelland St | Watertown | 13601 | No | Copper | Unknown | Records | 1991-09-18 | 0.75 | Copper | Records | No | Single Family | Unknown |  | 0.75 | Non-Lead
336 McClelland St | Watertown | 13601 | No | Copper | Unknown | Records | 1927-03-13 | 0.75 | Copper | Records | No | Single Family | Unknown | 1994-08-05 | 0.75 | Non-Lead
337 McClelland St | Watertown | 13601 | No | Copper | Unknown | Records | 1965-06-23 | 0.75 | Copper | Records | No | Single Family | Unknown | 1965-06-23 | 0.75 | Non-Lead
350 (Vacant Lot) McClelland St | Watertown | 13601 | No | Copper | Unknown | Records | 1936-08-13 | 0.75 | [8 empty] | Unknown Address Location and termination point
509 Meade St | Watertown | 13601 | No | Copper | Unknown | Records | 1958-06-12 | 0.75 | Copper | Records | No | Multi Family | Unknown | 1958-06-12 | 0.75 | Non-Lead
513-519 (Discontinued Service) Meade St | Watertown | 13601 | No | Copper | Unknown | Records | 1952-04-02 | 0.75 | [8 empty] | Demolished Unknown termination point posably at main
520 Meade St | Watertown | 13601 | No | Copper | No | Records | 1961-05-01 | 0.75 | Copper | Records | No | Other | Unknown | 1961-05-01 | 0.75 | Non-Lead
529 Meade St | Watertown | 13601 | No | Copper | No | Records | 2002-07-11 | 2 | Copper | Records | No | Business | Unknown | 2002-07-30 | 2 | Non-Lead | 3" Fire service Discontinued. 8/1/2002
610 Meade St | Watertown | 13601 | No | Copper | No | Records | 1949-12-12 | 0.75 | Copper | Records | No | Multi Family | Unknown | 1949-12-12 | 0.75 | Non-Lead
613 Meade St | Watertown | 13601 | No | Copper | Unknown | Records | 1938-06-13 | 0.75 | Copper | Records | No | Single Family | Unknown | 2011-05-09 | 0.75 | Non-Lead
110 Meadow Ave | Watertown | 13601 | No | Copper | Unknown | Records | 1948-01-02 | 0.75 | Copper | Records | No | Single Family | Unknown | 1948-01-02 | 0.75 | Non-Lead
111 Meadow Ave | Watertown | 13601 | No | Copper | Unknown | Records | 1948-01-16 | 0.75 | Copper | Records | No | Single Family | Unknown | 1999-04-06 | 0.75 | Non-Lead
112 (Demolished) Meadow Ave | Watertown | 13601 | No | Copper | Unknown | Records | 1947-12-21 | 0.75 | [8 empty] | 3/4 Copper Hot Main to C/S
113 Meadow Ave | Watertown | 13601 | No | Copper | Unknown | Records | 1947-12-31 | 0.75 | Copper | Records | No | Single Family | Unknown | 1947-12-31 | 0.75 | Non-Lead
114 Meadow Ave | Watertown | 13601 | No | Copper | Unknown | Records | 1947-12-31 | 0.75 | Copper | Records | No | Single Family | Unknown | 1947-12-31 | 0.75 | Non-Lead
117 Meadow Ave | Watertown | 13601 | No | Copper | Unknown | Records | 1948-01-02 | 0.75 | Copper | Records | No | Single Family | Unknown | 1948-01-02 | 0.75 | Non-Lead
Main Location Meadow Ave | Watertown | 13601 | No | Known Other | Unknown | Records | 1935-06-01 | 2
108-110 Meadow St N | Watertown | 13601 | No | Copper | Unknown | Records | 1929-06-15 | 0.75 | Copper | Records | No | Multi Family | Unknown | 1929-07-17 | 0.75 | Non-Lead
109 Meadow St N | Watertown | 13601 | No | Copper | Unknown | Records | 1995-01-11 | 1 | Copper | Records | No | Multi Family | Unknown | 1985-04-08 | 1 | Non-Lead
112 Meadow St N | Watertown | 13601 | No | Copper | Unknown | Records | 1929-07-17 | 0.75 | Copper | Records | No | Multi Family | Unknown | 1929-07-23 | 0.75 | Non-Lead
113-115 Meadow St N | Watertown | 13601 | No | Copper | Unknown | Records | 1929-06-06 | 1 |  |  | No | Multi Family | Unknown |  |  |  | Unknown inside Data
114 Meadow St N | Watertown | 13601 | No | Copper | Unknown | Records | 1929-07-15 | 0.75 | Copper | Records | No | Single Family | Unknown | 1929-07-23 | 0.75 | Non-Lead
118 Meadow St N | Watertown | 13601 | No | Copper | Unknown | Records | 1927-09-06 | 0.75 | Copper | Records | No | Single Family | Unknown | 1927-09-06 | 0.75 | Non-Lead
119 Meadow St N | Watertown | 13601 | Yes | Unknown | Yes | Records | 1923-06-05 | 1 |  |  | Unknown | Single Family | Unknown |  |  |  | Unknown Data inside and City side
123-125 Meadow St N | Watertown | 13601 | Unknown | Copper | Unknown | Records | 1928-06-13 | 0.75 | Copper | Records | No | Multi Family | Unknown | 1928-06-13 | 0.75 | Non-Lead
126 Meadow St N | Watertown | 13601 | No | Copper | Unknown | Records | 1962-09-24 | 0.75 | Copper | Records | No | Single Family | Unknown | 1962-09-24 | 0.75 | Non-Lead
127 Meadow St N | Watertown | 13601 | No | Copper | Unknown | Records | 1929-06-14 | 0.75 |  |  | No | Multi Family | Unknown |  | 0.75 |  | Unknown inside Data
130 Meadow St N | Watertown | 13601 | No | Copper | Unknown | Records | 1929-07-17 | 0.75 | Copper | Records | No | Single Family | Unknown | 1929-07-25 | 0.75 | Non-Lead
133 Meadow St N | Watertown | 13601 | No | Copper | Unknown | Records | 1929-06-13 | 0.75 | Copper | Records | No | Single Family | Unknown | 1929-07-22 | 0.75 | Non-Lead
136 Meadow St N | Watertown | 13601 | No | Copper | Unknown | Records | 1929-07-22 | 0.75 | Copper | Records | No | Multi Family | Unknown | 1929-07-25 | 0.75 | Non-Lead
137 Meadow St N | Watertown | 13601 | No | Copper | Unknown | Records | 1928-08-02 | 0.75 | Copper | Records | No | Multi Family | Unknown | 1986-09-15 | 0.75 | Non-Lead
139 Meadow St N | Watertown | 13601 | No | Copper | Unknown | Records | 1928-05-28 | 0.75 | Copper | Records | No | Single Family | Unknown | 1928-05-28 | 0.75 | Non-Lead
140 Meadow St N | Watertown | 13601 | No | Copper | Unknown | Records | 1929-07-17 | 0.75 | Copper | Records | No | Multi Family | Unknown | 1929-07-23 | 0.75 | Non-Lead
143 Meadow St N | Watertown | 13601 | No | Copper | Unknown | Records | 2000-07-03 | 1 | Copper | Records | No | Multi Family | Unknown | 1950-11-23 | 0.75 | Non-Lead
144 (Demolished) Meadow St N | Watertown | 13601 | No | Copper | Unknown | Records | 1929-07-17 | 0.75 | [8 empty] | 3/4 Copper Hot Main to C/S
147 Meadow St N | Watertown | 13601 | No | Copper | Unknown | Records | 1929-07-17 | 0.75 | Copper | Records | No | Single Family | Unknown | 1929-07-19 | 0.75 | Non-Lead
148 Meadow St N | Watertown | 13601 | No | Copper | Unknown | Records | 1929-07-19 | 0.75 | Copper | Records | No | Single Family | Unknown | 1929-07-25 | 0.75 | Non-Lead
149 Meadow St N | Watertown | 13601 | No | Copper | Unknown | Records | 1929-07-17 | 0.75 | Copper | Records | No | Single Family | Unknown | 1929-07-25 | 0.75 | Non-Lead
152 Meadow St N | Watertown | 13601 | No | Copper | Unknown | Records | 1929-07-19 | 0.75 | Copper | Records | No | Single Family | Unknown | 1929-07-25 | 0.75 | Non-Lead
153 Meadow St N | Watertown | 13601 | No | Copper | Unknown | Records | 1929-07-17 | 0.75 | Copper | Records | No | Single Family | Unknown | 1993-11-11 | 0.75 | Non-Lead
156 Meadow St N | Watertown | 13601 | No | Copper | Unknown | Records | 1929-03-26 | 1 | Copper | Records | No | Multi Family | Unknown | 1929-03-26 | 1 | Non-Lead
157 Meadow St N | Watertown | 13601 | No | Copper | Unknown | Records | 1928-08-01 | 1 | Copper | Records | No | Multi Family | Unknown | 1928-08-01 | 1 | Non-Lead
158 Meadow St N | Watertown | 13601 | No | Copper | Unknown | Records | 1928-04-21 | 0.75 | Copper | Records | No | Single Family | Unknown | 1928-04-21 | 0.75 | Non-Lead
162 Meadow St N | Watertown | 13601 | No | Copper | Unknown | Records | 1929-07-17 | 0.75 |  |  | No | Single Family | Unknown |  | 0.75 |  | Unknown inside Data
166 Meadow St N | Watertown | 13601 | No | Copper | Unknown | Records | 1929-06-17 | 1 | Copper | Records | No | Multi Family | Unknown | 1929-06-26 | 1 | Non-Lead
200 Block (Repair Line) Meadow St N | Watertown | 13601 | No | Galvanized | Unknown | Records |  | 1 | [8 empty] | Private 1" line from Prospect St to Coffeen St
206 Meadow St N | Watertown | 13601 | No | Copper | Unknown | Records | 1928-09-05 | 0.75 | Copper | Records | No | Single Family | Unknown | 1928-10-12 | 0.75 | Non-Lead
216 Meadow St N | Watertown | 13601 | No | Copper | Unknown | Records | 1948-06-24 | 0.75 | Copper | Records | No | Single Family | Unknown | 1948-06-24 | 0.75 | Non-Lead
220 Meadow St N | Watertown | 13601 | No | Copper | Unknown | Records | 1948-02-21 | 1 | Copper | Records | No | Single Family | Unknown | 1948-06-21 | 1 | Non-Lead
226-228 Meadow St N | Watertown | 13601 | No | Copper | Unknown | Records | 1934-07-27 | 0.75 | Copper | Records | No | Multi Family | Unknown | 1934-07-27 | 0.75 | Non-Lead
230 Meadow St N | Watertown | 13601 | No | Copper | Unknown | Records | 1934-07-27 | 0.75 | Copper | Records | No | Single Family | Unknown | 1934-07-27 | 0.75 | Non-Lead
Private Line Curb Box Locations Meadow St N | Watertown | 13601 | No | Copper | Unknown | Records | 1999-06-01 | 1 | Galvanized | Records | No |  |  |  | 1 | GSLRR | Private line locations
104 Meadow St S | Watertown | 13601 | No | Copper | Unknown | Records | 1937-09-17 | 0.75 | Copper | Records | No | Other | Unknown | 1953-06-14 | 0.75 | Non-Lead
107 (Demolished) Meadow St S | Watertown | 13601 | Unknown | Unknown | Unknown |  |  | 0.75 | [8 empty] | Demolished 3/4 service Hot Main to C/S Unknown Data
108-110 Meadow St S | Watertown | 13601 | No | Copper | Unknown | Records | 1961-08-12 | 0.75 | Copper | Records | No | Multi Family | Unknown | 1961-08-12 | 0.75 | Non-Lead
111 Meadow St S | Watertown | 13601 | No | Copper | Unknown | Records | 1963-07-17 | 0.75 | Copper | Records | No | Single Family | Unknown | 1963-07-17 | 0.75 | Non-Lead
115 Meadow St S | Watertown | 13601 | Yes |  | Unknown | Records | 1934-03-12 | 0.75 |  |  | Unknown | Single Family | Unknown | 1934-03-12 | 0.75 |  | Unknown inside and City side Data
116-118 Meadow St S | Watertown | 13601 | No | Copper | Unknown | Records | 1953-05-25 | 1 | Copper | Records | No | Multi Family | Unknown | 1953-05-25 | 1 | Non-Lead
119 Meadow St S | Watertown | 13601 | No | Copper | Unknown | Records | 1961-11-03 | 0.75 | Copper | Records | No | Single Family | Unknown | 1961-11-03 | 0.75 | Non-Lead
120 Meadow St S | Watertown | 13601 | No | Copper | Unknown | Records | 1993-03-11 | 0.75 | Copper | Records | No | Single Family | Unknown | 1994-11-28 | 0.75 | Non-Lead
123 Meadow St S | Watertown | 13601 | No | Copper | Unknown | Records | 1928-05-09 | 0.75 | Copper | Records | No | Multi Family | Unknown | 1928-05-09 | 0.75 | Non-Lead
126 Meadow St S | Watertown | 13601 | Unknown | Galvanized | Unknown |  | 1919-04-09 | 0.75 | Copper | Records | Unknown | Single Family | Unknown | 2007-09-06 | 0.75 | Non-Lead | Unknown City side Data
128 Meadow St S | Watertown | 13601 | No | Copper | Unknown | Records | 1927-03-19 | 0.75 | Copper | Records | No | Multi Family | Unknown | 1952-04-10 | 0.75 | Non-Lead
207 (Demolished) Meadow St S | Watertown | 13601 | No | Copper | Unknown | Records | 1935-04-03 | 0.75 | [8 empty] | Demolished 3/4 Copper Hot main to C/S
211-213 Meadow St S | Watertown | 13601 | No | Copper | Unknown | Records | 1963-10-02 | 0.75 | Copper | Records | No | Multi Family | Unknown | 1977-06-21 | 0.75 | Non-Lead
212 Meadow St S | Watertown | 13601 | No | Copper | Unknown | Records | 1927-01-19 | 0.75 | Copper | Records | No | Single Family | Unknown | 1927-01-21 | 0.75 | Non-Lead
218-220 (Demolished) Meadow St S | Watertown | 13601 | No | Copper | Unknown | Records | 1950-05-31 | 0.75 | [8 empty] | 3/4 Copper Hot Main to C/S
222 Meadow St S | Watertown | 13601 | No | Copper | Unknown | Records | 1950-06-19 | 0.75 | Copper | Records | No | Single Family | Unknown | 1950-06-19 | 0.75 | Non-Lead
223 Meadow St S | Watertown | 13601 | No | Copper | Unknown | Records | 1954-06-14 | 0.75 | Copper | Records | No | Single Family | Unknown | 1954-06-14 | 0.75 | Non-Lead
224 Meadow St S | Watertown | 13601 | No | Copper | Unknown | Records | 1937-11-18 | 0.75 | Copper | Records | No | Single Family | Unknown | 1934-03-17 | 0.75 | Non-Lead | Fed from Cross St
227 Meadow St S | Watertown | 13601 | No | Copper | Unknown | Records | 1926-11-01 | 0.75 | Copper | Records | No | Single Family | Unknown | 2013-08-02 | 0.75 | Non-Lead
300 Meadow St S | Watertown | 13601 | No | Copper | Unknown | Records | 1926-12-01 | 1 | Copper | Records | No | Multi Family | Unknown | 1926-12-03 | 1 | Non-Lead | Fed off of Cross St Tap to new Main 1/11/1938
308 Meadow St S | Watertown | 13601 | Unknown | Galvanized | Unknown | Records | 1912-06-18 | 0.75 | Galvanized | Records | Unknown | Single Family | Unknown | 1912-06-18 | 0.75 | GSLRR
310 Meadow St S | Watertown | 13601 | No | Copper | Unknown | Records | 2016-11-16 | 0.75 | Copper | Records | No | Single Family | Unknown | 1953-08-24 | 0.75 | Non-Lead
311 Meadow St S | Watertown | 13601 | No | Copper | Unknown | Records | 1992-05-20 | 0.75 | Copper | Records | No | Single Family | Unknown | 2018-10-31 | 0.75 | Non-Lead
314 Meadow St S | Watertown | 13601 | No | Copper | Unknown | Records | 1941-05-22 | 0.75 | Copper | Records | No | Multi Family | Unknown | 1941-05-21 | 0.75 | Non-Lead
315 Meadow St S | Watertown | 13601 | No | Copper | Unknown | Records | 1941-06-13 | 0.75 | Copper | Records | No | Single Family | Unknown | 1941-06-16 | 0.75 | Non-Lead
316 Meadow St S | Watertown | 13601 | Unknown | Unknown | Unknown | Records | 1915-06-24 | 0.75 | Unknown | Records | Unknown | Single Family | Unknown | 1915-06-24 | 0.75 | Unknown | Unknown Data inside and City side
317 Meadow St S | Watertown | 13601 | No | Copper | Unknown | Records | 1934-04-09 | 0.75 | Copper | Records | No | Single Family | Unknown | 1934-05-10 | 0.75 | Non-Lead
320 Meadow St S | Watertown | 13601 | No | Copper | Unknown | Records | 2014-09-10 | 1 | Copper | Records | No | Single Family | Unknown | 2014-09-23 | 1 | Non-Lead
321 Meadow St S | Watertown | 13601 | No | Copper | Unknown | Records | 1940-09-12 | 0.75 | Copper | Records | No | Single Family | Unknown | 1981-04-09 | 0.75 | Non-Lead
325 Meadow St S | Watertown | 13601 | No | Copper | Unknown | Records | 1934-03-12 | 0.75 | Copper | Records | No | Single Family | Unknown | 2003-07-19 | 0.75 | Non-Lead
329 Meadow St S | Watertown | 13601 | No | Copper | Unknown | Records | 1926-08-13 | 0.75 | Copper | Records | Unknown | Single Family | Unknown | 1926-08-13 | 0.75 | Non-Lead
330 Meadow St S | Watertown | 13601 | No | Copper | Unknown | Records | 1928-05-09 | 0.75 | Copper | Records | No | Single Family | Unknown | 1928-05-09 | 0.75 | Non-Lead
332 Meadow St S | Watertown | 13601 | No | Copper | Unknown | Records | 1928-05-09 | 0.75 | Copper | Records | No | Single Family | Unknown | 1928-05-09 | 0.75 | Non-Lead
333 Meadow St S | Watertown | 13601 | No | Copper | Unknown | Records | 1934-04-24 | 0.75 | Copper | Records | No | Single Family | Unknown | 1934-04-24 | 0.75 | Non-Lead
335-337 Meadow St S | Watertown | 13601 | No | Copper | Unknown | Records | 1934-05-01 | 0.75 | Copper | Records | No | Multi Family | Unknown | 1934-05-01 | 0.75 | Non-Lead
336 Meadow St S | Watertown | 13601 | No | Copper | Unknown | Records | 1937-11-09 | 0.75 |  |  | No | Single Family | Unknown |  |  |  | Unknown inside Data
337 Meadow St S | Watertown | 13601 | No | Copper | Unknown | Records | 1934-05-01 | 0.75 | Copper | Records | No | Multi Family | Unknown | 1934-05-01 | 0.75 | Non-Lead
409 Meadow St S | Watertown | 13601 | No | Copper | Unknown | Records | 1934-04-06 | 0.75 | Copper | Records | No | Single Family | Unknown | 1953-11-03 | 0.75 | Non-Lead
410 Meadow St S | Watertown | 13601 | No | Copper | Yes | Records | 2021-06-24 | 0.75 | Copper | Records | No | Single Family | Unknown | 2021-06-24 | 0.75 | Non-Lead | LRP
411 Meadow St S | Watertown | 13601 | No | Copper | Unknown | Records | 1970-05-23 | 0.75 | Copper | Records | No | Single Family | Unknown | 1970-05-23 | 0.75 | Non-Lead
414 Meadow St S | Watertown | 13601 | No | Copper | Unknown | Records | 1970-09-29 | 0.75 | Copper | Records | No | Single Family | Unknown | 1970-09-29 | 0.75 | Non-Lead
415 Meadow St S | Watertown | 13601 | No | Copper | Unknown | Records | 1935-04-11 | 0.75 |  |  | No | Single Family | Unknown |  | 0.75 |  | LRP dug and found Copper. Unknown inside Data
419 Meadow St S | Watertown | 13601 | No | Copper | Unknown | Records | 1961-10-18 | 0.75 | Copper | Records | No | Single Family | Unknown | 1961-10-18 | 0.75 | Non-Lead
420 Meadow St S | Watertown | 13601 | No | Copper | Unknown | Records | 1954-05-20 | 0.75 | Copper | Records | No | Single Family | Unknown | 1954-05-20 | 0.75 | Non-Lead
421 Meadow St S | Watertown | 13601 | No | Copper | Unknown | Records | 1928-05-10 | 0.75 | Copper | Records | No | Multi Family | Unknown | 1928-05-10 | 0.75 | Non-Lead
425 Meadow St S | Watertown | 13601 | No | Copper | Unknown | Records | 1954-04-12 | 0.75 | Copper | Records | No | Single Family | Unknown | 1954-04-12 | 0.75 | Non-Lead
426 Meadow St S | Watertown | 13601 | No | Copper | Unknown | Records | 1965-01-22 | 0.75 | Copper | Records | No | Single Family | Unknown | 1965-01-22 | 0.75 | Non-Lead
427 Meadow St S | Watertown | 13601 | No | Copper | Unknown | Records | 1925-06-08 | 0.75 | Copper | Records | No | Single Family | Unknown | 1975-10-13 | 0.75 | Non-Lead | LRP Dug and found Copper
428 Meadow St S | Watertown | 13601 | No | Copper | Unknown | Records | 1974-08-26 | 0.75 | Copper | Records | No | Single Family | Unknown | 1974-08-26 | 0.75 | Non-Lead
431 Meadow St S | Watertown | 13601 | No | Copper | Unknown | Records | 1934-03-17 | 0.75 | Copper | Records | No | Single Family | Unknown | 1956-08-16 | 0.75 | Non-Lead
432 Meadow St S | Watertown | 13601 | No | Copper | Yes | Records | 2021-07-12 | 0.75 | Copper | Records | No | Single Family | Unknown | 2021-07-12 | 0.75 | Non-Lead | LRP
433-435 Meadow St S | Watertown | 13601 | No | Copper | Unknown | Records | 1986-11-18 | 0.75 | Copper | Records | No | Multi Family | Unknown | 1986-11-18 | 0.75 | Non-Lead
436 Meadow St S | Watertown | 13601 | No | Copper | Yes | Records | 2018-07-30 | 0.75 | Galvanized | Records | No | Single Family | Unknown | 1925-05-12 | 0.75 | GSLRR | LRP City side Galvanized inside
438 Meadow St S | Watertown | 13601 | No | Copper | Unknown | Records | 1933-07-28 | 0.75 |  |  | No | Single Family | Unknown |  | 0.75 |  | Unknown inside Data
440 Meadow St S | Watertown | 13601 | No | Copper | Unknown | Records | 1934-10-17 | 0.75 | Copper | Records | No | Single Family | Unknown | 1934-10-05 | 0.75 | Non-Lead
441 Meadow St S | Watertown | 13601 | No | Copper | Unknown | Records | 1934-05-04 | 0.75 | Copper | Records | No | Single Family | Unknown | 1947-09-29 | 0.75 | Non-Lead
444 Meadow St S | Watertown | 13601 | No | Copper | Unknown | Records | 1934-10-17 | 0.75 | Copper | Records | No | Single Family | Unknown | 1987-10-06 | 0.75 | Non-Lead
446 Meadow St S | Watertown | 13601 | No | Copper | Unknown | Records | 1934-10-17 | 0.75 | Copper | Records | No | Single Family | Unknown | 1970-08-26 | 0.75 | Non-Lead
452 Meadow St S | Watertown | 13601 | No | Copper | Unknown | Records | 1934-10-17 | 0.75 |  |  | No | Single Family | Unknown |  | 0.75 |  | Unknown inside Data
453 Meadow St S | Watertown | 13601 | No | Copper | Unknown | Records | 1934-09-27 | 0.75 | Copper | Records | No | Single Family | Unknown | 1934-09-27 | 0.75 | Non-Lead
456 Meadow St S | Watertown | 13601 | No | Copper | Unknown | Records | 1934-10-17 | 0.75 |  |  | No | Single Family | Unknown |  |  |  | Unknown inside Data
464 Meadow St S | Watertown | 13601 | No | Copper | Unknown | Records | 1934-11-05 | 0.75 | Copper | Records | No | Single Family | Unknown | 1934-11-05 | 0.75 | Non-Lead
468 Meadow St S | Watertown | 13601 | No | Copper | Unknown | Records | 1983-01-03 | 0.75 | Copper | Records | No | Single Family | Unknown | 1983-01-03 | 0.75 | Non-Lead
469 Meadow St S | Watertown | 13601 | No | Copper | Unknown | Records | 1948-03-04 | 0.75 | Copper | Records | No | Single Family | Unknown | 1972-08-28 | 0.75 | Non-Lead
470 Meadow St S | Watertown | 13601 | No | Copper | Yes | Records | 2021-06-29 | 0.75 | Copper | Records | No | Single Family | Unknown | 1989-02-03 | 0.75 | Non-Lead
472 Meadow St S | Watertown | 13601 | No | Copper | Unknown | Records | 1984-10-02 | 0.75 | Copper | Records | No | Single Family | Unknown | 1984-10-02 | 0.75 | Non-Lead
473-475 Meadow St S | Watertown | 13601 | No | Copper | Unknown | Records | 1975-08-05 | 0.75 | Copper | Records | No | Multi Family | Unknown | 1957-11-06 | 0.75 | Non-Lead
477 Meadow St S | Watertown | 13601 | No | Copper | Unknown | Records | 1960-07-07 | 0.75 | Copper | Records | No | Single Family | Unknown | 1960-07-07 | 0.75 | Non-Lead
478 Meadow St S | Watertown | 13601 | No | Copper | Unknown | Records | 1976-09-02 | 0.75 | Copper | Records | No | Single Family | Unknown | 1976-09-01 | 0.75 | Non-Lead
480 Meadow St S | Watertown | 13601 | No | Copper | Unknown | Records | 1938-11-04 | 0.75 |  |  | No | Single Family | Unknown |  | 0.75 |  | Unknown inside Data
486 Meadow St S | Watertown | 13601 | No | Copper | Unknown | Records | 1970-09-02 | 0.75 | Copper | Records | No | Multi Family | Unknown | 1970-09-02 | 0.75 | Non-Lead
490 Meadow St S | Watertown | 13601 | No | Copper | Unknown | Records | 1946-09-09 | 0.75 | Copper | Records | No | Single Family | Unknown | 1946-09-09 | 0.75 | Non-Lead
Repair Main Meadow @ Cross Meadow St S | Watertown | 13601 | No | Known Other | No | Records | 1968-03-19 | 4 | [8 empty] | Repair on Main
140 Mechanic St | Watertown | 13601 | No | Known Other | No | Records | 1970-08-14 | 6 | Known Other | Records | No | Multi Family | Unknown | 1970-08-14 | 6 | Non-Lead
149 Mechanic St | Watertown | 13601 | No | Copper | Unknown | Records | 1927-06-07 | 1 | Copper | Records | No | Multi Family | Unknown | 1927-03-19 | 1 | Non-Lead
159 Mechanic St | Watertown | 13601 | Unknown | Copper | Unknown | Records | 1927-06-04 | 0.75 | Copper | Records | No | Multi Family | Unknown | 1927-06-03 | 0.75 | Non-Lead
165 & 171 (Building Behind Burger King) Mechanic St | Watertown | 13601 | No | Known Other | No | Records | 1989-10-19 | 4 | Known Other | Records | No | Business | Unknown | 1989-10-19 | 4 | Non-Lead | 4" D.I.P
177 Mechanic St | Watertown | 13601 | Unknown | Copper | Unknown | Records | 1927-06-02 | 0.75 |  |  | No | Multi Family | Unknown |  |  |  | Unknown inside Data
195 Mechanic St | Watertown | 13601 | Unknown | Copper | Unknown | Records | 1927-06-06 | 0.75 | Copper | Records | No | Single Family | Unknown | 1927-06-04 | 0.75 | Non-Lead
202 Mechanic St | Watertown | 13601 | No | Copper | No | Records | 2016-03-30 | 1 | Copper | Records | No | Multi Family | Unknown | 1927-05-19 | 1 | Non-Lead
203 Mechanic St | Watertown | 13601 | No | Copper | Unknown | Records | 2016-03-29 | 1 | Copper | Records | No | Multi Family | Unknown | 1927-05-27 | 0.75 | Non-Lead
209 Mechanic St | Watertown | 13601 | Unknown | Copper | Unknown | Records | 1927-06-28 | 0.75 | Copper | Records | No | Single Family | Unknown | 1986-11-20 | 0.75 | Non-Lead
212 (Demolished) Mechanic St | Watertown | 13601 | No | Copper | Unknown | Records | 1927-06-01 | 1 | [8 empty] | Demolished 1" Copper unknown termination point
223-225 Mechanic St | Watertown | 13601 | No | Copper | Unknown | Records | 2016-06-17 | 1 | Copper | Records | No | Multi Family | Unknown | 1990-07-06 | 0.75 | Non-Lead
231 Mechanic St | Watertown | 13601 | No | Copper | Unknown | Records | 2016-03-30 | 1 | Copper | Records | No | Single Family | Unknown | 1972-12-27 | 0.75 | Non-Lead
234 Mechanic St | Watertown | 13601 | Unknown | Copper | Unknown | Records | 1927-05-03 | 0.75 | Copper | Records | No | Multi Family | Unknown | 2001-10-23 | 0.75 | Non-Lead
240 Mechanic St | Watertown | 13601 | No | Copper | Unknown | Records | 2016-04-05 | 1 |  |  | No | Single Family | Unknown |  | 0.75 |  | Unknown inside Data
300-302 Mechanic St | Watertown | 13601 | No | Copper | Unknown | Records | 1934-07-08 | 0.75 | [8 empty] | Demolished 3/4 Copper fed off of Jefferson St
561 Meriline Ave | Watertown | 13601 | No | Copper | No | Records | 2004-10-20 | 1 | Copper | Records | No | Single Family | Unknown | 2004-10-21 | 1 | Non-Lead
572 Meriline Ave | Watertown | 13601 | Unknown | Galvanized | Unknown | Records |  | 0.75 | Copper | [6 empty] | Non-Lead | Demolished Unknown Data
583 Meriline Ave | Watertown | 13601 | No | Copper | No | Records | 2007-11-02 | 0.75 | Copper | Records | No | Single Family | Unknown | 1970-09-01 | 0.75 | Non-Lead
592 & 594 Meriline Ave | Watertown | 13601 | No | Copper | Unknown | Records | 1940-01-29 | 1 | Copper | Records | No | Single Family | Unknown | 2004-10-26 | 1 | Non-Lead | 1" copper Shared between 594 and 592
607 Meriline Ave | Watertown | 13601 | No | Copper | No | Records | 1945-08-23 | 0.75 | Copper | Records | No | Single Family | Unknown | 1961-06-05 | 0.75 | Non-Lead
609 Meriline Ave | Watertown | 13601 | No | Copper | No | Records | 1950-04-28 | 0.75 | Copper | Records | No | Single Family | Unknown | 1950-04-28 | 0.75 | Non-Lead | Fed off of Morrison St Behind 607
630 Meriline Ave | Watertown | 13601 | No | Copper | No | Records | 1942-04-28 | 0.75 |  |  | No | Single Family | Unknown | 1942-04-28 | 0.75 |  | Unknown inside Data Fed to back of house off of Alexandria Ave
108 Michigan Ave | Watertown | 13601 | No | Copper | Unknown | Records | 1996-09-11 | 1 | Galvanized | Records | No | Multi Family | Unknown | 1924-11-13 | 1 | GSLRR | Galvanized inside
111 Michigan Ave | Watertown | 13601 | No | Copper | Unknown | Records | 1996-06-11 | 1 | Copper | Records | No | Single Family | Unknown | 1948-11-26 | 0.75 | Non-Lead
112 Michigan Ave | Watertown | 13601 | No | Copper | Unknown | Records | 1996-09-12 | 1 | Copper | Records | No | Single Family | Unknown | 2010-03-31 | 0.75 | Non-Lead
114 Michigan Ave | Watertown | 13601 | No | Copper | Unknown | Records | 1996-09-12 | 1 | Copper | Records | No | Single Family | Unknown | 2007-12-07 | 1 | Non-Lead | Record found denoting Copper Main installed 1997
118 Michigan Ave | Watertown | 13601 | No | Copper | Unknown | Records | 1996-09-12 | 1 | Copper | Records | No | Single Family | Unknown | 1937-02-26 | 1 | Non-Lead
119 Michigan Ave | Watertown | 13601 | No | Copper | Unknown | Records | 1996-09-12 | 1 | Copper | Records | No | Single Family | Unknown | 1928-04-26 | 0.75 | Non-Lead
122 Michigan Ave | Watertown | 13601 | No | Copper | Unknown | Records | 1996-10-03 | 1 | Copper | Records | No | Multi Family | Unknown | 1932-09-13 | 1 | Non-Lead
123 Michigan Ave | Watertown | 13601 | No | Copper | Unknown | Records | 1996-09-12 | 1 | Copper | Records | No | Multi Family | Unknown | 1937-04-24 | 0.75 | Non-Lead
127 Michigan Ave | Watertown | 13601 | No | Copper | Unknown | Records | 1996-09-13 | 1 | Copper | Records | No | Multi Family | Unknown | 1954-09-23 | 0.75 | Non-Lead
130 Michigan Ave | Watertown | 13601 | No | Copper | Unknown | Records | 1996-09-13 | 1 | Copper | Records | No | Single Family | Unknown | 2011-10-13 | 1 | Non-Lead
131 Michigan Ave | Watertown | 13601 | No | Copper | Unknown | Records | 1996-09-13 | 1 | Copper | Records | No | Single Family | Unknown | 1949-06-06 | 0.75 | Non-Lead
134 Michigan Ave | Watertown | 13601 | No | Copper | Unknown | Records | 1996-09-13 | 1 | Copper | Records | No | Multi Family | Unknown | 1934-10-16 | 0.75 | Non-Lead
135 Michigan Ave | Watertown | 13601 | No | Copper | Unknown | Records | 1996-09-13 | 1 | Copper | Records | No | Single Family | Unknown | 1986-03-26 | 0.75 | Non-Lead
138 Michigan Ave | Watertown | 13601 | No | Copper | Unknown | Records | 1996-09-13 | 1 | Copper | Records | No | Multi Family | Unknown | 1937-02-26 | 0.75 | Non-Lead
139 Michigan Ave | Watertown | 13601 | No | Copper | Unknown | Records | 1996-09-13 | 1 | Copper | Records | No | Single Family | Unknown | 1984-08-08 | 0.75 | Non-Lead
202 Michigan Ave | Watertown | 13601 | No | Copper | Unknown | Records | 1996-09-16 | 1 | Copper | Records | No | Single Family | Unknown | 2003-10-08 | 0.75 | Non-Lead
205 Michigan Ave | Watertown | 13601 | No | Copper | Unknown | Records | 1996-09-16 | 1 | Copper | Records | No | Single Family | Unknown | 1936-09-14 | 0.75 | Non-Lead
206 Michigan Ave | Watertown | 13601 | No | Copper | Unknown | Records | 1996-09-16 | 1 | Copper | Records | No | Single Family | Unknown | 2021-08-03 | 1 | Non-Lead
211 Michigan Ave | Watertown | 13601 | No | Copper | Unknown | Records | 1996-09-16 | 1 | Copper | Records | No | Single Family | Unknown | 1934-04-23 | 0.75 | Non-Lead
212 Michigan Ave | Watertown | 13601 | No | Copper | Unknown | Records | 1996-09-17 | 1 | Copper | Records | No | Single Family | Unknown | 1982-11-16 | 0.75 | Non-Lead
215 Michigan Ave | Watertown | 13601 | No | Copper | Unknown | Records | 1996-09-17 | 1 | Copper | Records | No | Single Family | Unknown | 1937-04-20 | 0.75 | Non-Lead
216 Michigan Ave | Watertown | 13601 | No | Copper | Unknown | Records | 1996-09-27 | 1 | Copper | Records | No | Single Family | Unknown | 1961-03-29 | 0.75 | Non-Lead
219 Michigan Ave | Watertown | 13601 | No | Copper | Unknown | Records | 1996-09-16 | 1 | Copper | Records | No | Single Family | Unknown | 1958-04-29 | 0.75 | Non-Lead
220 Michigan Ave | Watertown | 13601 | No | Copper | Unknown | Records | 1996-10-04 | 1 | Galvanized | Records | No | Single Family | Unknown | 1924-05-23 | 1 | GSLRR
223 Michigan Ave | Watertown | 13601 | No | Copper | Unknown | Records | 1996-10-04 | 1 | Copper | Records | No | Single Family | Unknown | 1938-03-23 | 0.75 | Non-Lead
224 Michigan Ave | Watertown | 13601 | No | Copper | Unknown | Records | 1996-09-27 | 1 | Copper | Records | No | Single Family | Unknown | 1992-07-15 | 0.75 | Non-Lead
227 Michigan Ave | Watertown | 13601 | No | Copper | Unknown | Records | 1996-09-23 | 1 | Copper | Records | No | Single Family | Unknown | 1947-06-13 | 0.75 | Non-Lead
231 Michigan Ave | Watertown | 13601 | No | Copper | Unknown | Records | 1996-09-17 | 1 | Copper | Records | No | Single Family | Unknown | 1947-08-18 | 0.75 | Non-Lead
234 Michigan Ave | Watertown | 13601 | No | Copper | Unknown | Records | 1996-09-25 | 1 | Copper | Records | No | Single Family | Unknown | 1955-08-25 | 0.75 | Non-Lead
235 Michigan Ave | Watertown | 13601 | No | Copper | Unknown | Records | 1996-09-17 | 1 | Copper | Records | No | Single Family | Unknown | 1946-08-13 | 0.75 | Non-Lead
237 Michigan Ave | Watertown | 13601 | No | Copper | Unknown | Records | 1996-09-16 | 1 | Copper | Records | No | Single Family | Unknown | 1932-04-11 | 0.75 | Non-Lead
241 Michigan Ave | Watertown | 13601 | No | Copper | No | Records | 1948-05-15 | 0.75 | Copper | Records | No | Single Family | Unknown | 1948-05-15 | 0.75 | Non-Lead | Fed off of Ohio St
Vacant Lot Between 122 & 130 Michigan Ave | Watertown | 13601 | No | Copper | No | Records | 1996-10-03 | 1 | [8 empty] | Stub for future use
312 Michigan Ave N | Watertown | 13601 | No | Copper | Unknown | Records | 1966-09-30 | 0.75 | Copper | Records | No | Single Family | Unknown | 1966-09-30 | 0.75 | Non-Lead
317 Michigan Ave N | Watertown | 13601 | Unknown | Unknown | Unknown | Records | 1924-11-05 | 0.75 | Unknown | Records | Unknown | Single Family | Unknown | 1924-11-10 | 0.75 | Unknown | Unknown Data inside and City side
320 Michigan Ave N | Watertown | 13601 | No | Copper | No | Records | 2005-08-24 | 1 | Copper | Records | No | Single Family | Unknown | 2005-08-24 | 1 | Non-Lead
325 Michigan Ave N | Watertown | 13601 | No | Copper | No | Records | 1935-07-15 | 0.75 | Copper | Records | No | Single Family | Unknown | 2000-07-17 | 0.75 | Non-Lead
333 Michigan Ave N | Watertown | 13601 | No | Copper | No | Records | 2008-04-08 | 0.75 | Copper | Records | No | Single Family | Unknown | 2008-04-09 | 0.75 | Non-Lead
334 Michigan Ave N | Watertown | 13601 | No | Copper | Unknown | Records | 1952-07-14 | 0.75 | Copper | Records | No | Single Family | Unknown | 1952-07-14 | 0.75 | Non-Lead
336 Michigan Ave N | Watertown | 13601 | No | Copper | No | Records | 2005-08-24 | 1 | Copper | Records | No | Single Family | Unknown | 2005-08-24 | 1 | Non-Lead
337 Michigan Ave N | Watertown | 13601 | No | Copper | No | Records | 2008-04-08 | 0.75 | Copper | Records | No | Single Family | Unknown | 2008-04-09 | 0.75 | Non-Lead
338 Michigan Ave N | Watertown | 13601 | No | Copper | No | Records | 2005-08-24 | 1 | Copper | Records | No | Single Family | Unknown | 2005-08-24 | 1 | Non-Lead
340 Michigan Ave N | Watertown | 13601 | No | Copper | No | Records | 2005-08-25 | 1 | Copper | Records | No | Single Family | Unknown | 2005-08-25 | 1 | Non-Lead
341 Michigan Ave N | Watertown | 13601 | No | Copper | No | Records | 2008-10-15 | 1 | Copper | Records | No | Single Family | Unknown | 2008-10-15 | 1 | Non-Lead
345 Michigan Ave N | Watertown | 13601 | No | Copper | No | Records | 2008-10-15 | 1 | Copper | Records | No | Single Family | Unknown | 2008-10-15 | 1 | Non-Lead
348 Michigan Ave N | Watertown | 13601 | No | Copper | No | Records | 2005-08-25 | 1 | Copper | Records | No | Single Family | Unknown | 2008-08-25 | 1 | Non-Lead
352 Michigan Ave N | Watertown | 13601 | No | Copper | No | Records | 2008-10-15 | 1 | Copper | Records | No | Single Family | Unknown | 2008-10-15 | 1 | Non-Lead
385 Michigan Ave N | Watertown | 13601 | No | Copper | Unknown | Records | 1935-11-15 | 0.75 | Copper | Records | No | Single Family | Unknown | 1935-11-15 | 0.75 | Non-Lead
390 Michigan Ave N | Watertown | 13601 | No | Copper | Unknown | Records | 1935-12-10 | 0.75 | Copper | Records | No | Single Family | Unknown | 1935-12-13 | 0.75 | Non-Lead
394 Michigan Ave N | Watertown | 13601 | No | Copper | Unknown | Records | 1935-11-23 | 0.75 | Copper | Records | No | Single Family | Unknown | 1935-11-23 | 0.75 | Non-Lead
102 (Rear) Mill St | Watertown | 13601 | Unknown | Known Other | Unknown | Records | 1934-04-20 | 4 | [8 empty] | Demolished 4" Unknown termination point
109 Mill St | Watertown | 13601 | No | Copper | Unknown | Records | 2006-06-14 | 1 | Copper | Records | No | Business | Unknown |  | 1 | Non-Lead | Unknown inside Data 1" copper found
129-133 Mill St | Watertown | 13601 | No | Copper | Unknown | Records | 1934-06-07 | 0.75 | Copper | Records | No | Business | Unknown | 1934-06-04 | 0.75 | Non-Lead
199 (Demolished) Mill St | Watertown | 13601 | No | Copper | Unknown | Records | 1987-10-08 | 1 | [8 empty] | Demolished
214 & 216 Mill St | Watertown | 13601 | No | Copper | Unknown | Records | 1934-05-24 | 1 | [8 empty] | Discontinued 8/28/1946
233 Mill St | Watertown | 13601 | Unknown | Known Other | Unknown | Records |  | 8 | Known Other | Records | Unknown | Business | Unknown |  | 6 | Non-Lead | Unknown inside and City side Data
250 Mill St | Watertown | 13601 | No | Copper | Unknown | Records | 2009-08-07 | 2 | Copper | Records | No | Business | None | 1994-09-23 | 2 | Non-Lead
300-310 Mill St | Watertown | 13601 | Unknown | Unknown | Unknown | Records | 1955-06-01 | 2 | Unknown | Records | Unknown | Business | Unknown | 1955-06-01 | 2 | Unknown
309 Mill St | Watertown | 13601 | No | Copper | Unknown | Records | 1987-02-20 | 2 | Copper | Records | No | Multi Family | Unknown | 1987-02-20 | 2 | Non-Lead
401 (Parking Lot) Mill St | Watertown | 13601 | Unknown | Known Other | Unknown | Records |  | 6 | [8 empty] | 6" Cut and caped at gate valve 10/26/1999
402 Mill St | Watertown | 13601 | No | Copper | Unknown | Records | 1934-06-12 | 0.75 | Copper | Records | No | Business | Unknown | 1934-06-12 | 0.75 | Non-Lead
422 (Question Parking Lot) Mill St | Watertown | 13601 | No | Copper | Unknown | Records | 1946-03-07 | 1 | [8 empty] | Demolished Unknown termination point
426 Mill St | Watertown | 13601 | No | Copper | Unknown | Records | 1946-04-01 | 1 | Copper | Records | No | Business | Unknown | 1946-04-01 | 1 | Non-Lead
452-454 Mill St | Watertown | 13601 | No | Known Other | No | Records | 1960-07-14 | 8 | Known Other | Records | Unknown | Multi Family | Unknown | 1960-07-14 | 8 | Non-Lead | Skyline Apts 8" off Mill and 4" off Grove St
453 (Discontinued Service) Mill St | Watertown | 13601 | No | Copper | Unknown | Records | 1935-01-09 | 0.75 | [8 empty] | Demolished Unknown Termination point
501-503 Mill St | Watertown | 13601 | No | Copper | Unknown | Records | 1966-04-06 | 2 | Copper | Records | No | Business | Unknown | 2015-06-01 | 1 | Non-Lead
505 (Demolished) Mill St | Watertown | 13601 | Unknown | Copper | Unknown | Records |  | 0.75 | [8 empty] | Demolished Unknown Termination point
508 Mill St | Watertown | 13601 | No | Copper | Unknown | Records | 1953-07-30 | 1 | Copper | Records | No | Business | Unknown | 2013-07-12 | 1 | Non-Lead | Fed off of Main St E
522-524 Mill St | Watertown | 13601 | No | Copper | Unknown | Records | 1983-01-10 | 0.75 |  |  | No | Multi Family | Unknown |  | 0.75 |  | Unknown inside Data
525 Mill St | Watertown | 13601 | No | Copper | No | Records | 1970-05-19 | 2 | Copper | Records | No | Business | Unknown | 1970-05-19 | 2 | Non-Lead
526 Mill St | Watertown | 13601 | No | Copper | Unknown | Records | 1935-11-15 | 0.75 | Copper | Records | No | Multi Family | Unknown | 1963-09-10 | 0.75 | Non-Lead
530 Mill St | Watertown | 13601 | No | Copper | Unknown | Records | 1935-11-15 | 0.75 | Copper | Records | No | Multi Family | Unknown | 1963-09-10 | 0.75 | Non-Lead
531 Mill St | Watertown | 13601 | No | Copper | Unknown | Records | 1955-04-12 | 0.75 | Copper | Records | No | Multi Family | Unknown | 1955-04-12 | 0.75 | Non-Lead
537 Mill St | Watertown | 13601 | No | Copper | Unknown | Records | 1959-10-13 | 0.75 | Copper | Records | No | Multi Family | Unknown | 1959-10-13 | 0.75 | Non-Lead
540 Mill St | Watertown | 13601 | No | Copper | Unknown | Records | 1949-02-03 | 0.75 | Copper | Records | No | Single Family | Unknown | 1949-02-03 | 0.75 | Non-Lead
543 Mill St | Watertown | 13601 | Unknown | Unknown | Unknown | Records | 1915-06-08 | 0.75 | Copper | Records | Unknown | Single Family | Unknown | 1961-08-15 | 0.75 | Unknown | Unknown City side Data
544 Mill St | Watertown | 13601 | No | Copper | Unknown | Records | 1991-11-05 | 0.75 | Copper | Records | No | Single Family | Unknown | 2003-10-24 | 0.75 | Non-Lead
548 Mill St | Watertown | 13601 | Unknown | Unknown | Unknown | Records | 1915-06-07 | 0.75 | Copper |  | Unknown | Multi Family | Unknown |  | 0.75 | Unknown | Unknown Data inside and City side
551 Mill St | Watertown | 13601 | No | Copper | Unknown | Records | 1955-04-12 | 0.75 | Copper | Records | No | Multi Family | Unknown | 1955-04-12 | 0.75 | Non-Lead
552 Mill St | Watertown | 13601 | No | Copper | Unknown | Records | 1987-04-01 | 0.75 | Copper | Records | No | Single Family | Unknown | 1987-04-01 | 0.75 | Non-Lead
555-557 Mill St | Watertown | 13601 | No | Copper | Unknown | Records | 2006-08-16 | 1 | Copper | Records | No | Multi Family | Unknown | 2006-08-15 | 1 | Non-Lead
558 Mill St | Watertown | 13601 | No | Copper | Unknown | Records | 1986-10-14 | 0.75 | Copper | Records | No | Multi Family | Unknown | 1979-05-31 | 0.75 | Non-Lead
559 Mill St | Watertown | 13601 | No | Copper | Yes | Records | 2020-11-19 | 0.75 | Copper | Records | No | Single Family | Unknown | 2020-11-19 | 0.75 | Non-Lead | LRP
564 Mill St | Watertown | 13601 | Unknown | Unknown | Unknown | Records | 1921-01-06 |  | Unknown |  | Unknown | Multi Family | Unknown |  |  | Unknown | Unknown Data inside and City side
565-567 Mill St | Watertown | 13601 | No | Copper | Unknown | Records | 1939-07-31 | 0.75 | Copper | Records | No | Multi Family | Unknown | 1939-08-02 | 0.75 | Non-Lead
600 Mill St | Watertown | 13601 | No | Copper | Unknown | Records | 1950-10-19 | 0.75 | Copper | Records | No | Business | Unknown | 1950-10-19 | 0.75 | Non-Lead
602 & 610 (Parking Lot) Mill St | Watertown | 13601 | No | Copper | Unknown | Records | 1935-08-19 | 0.75 | [8 empty] | Demolished Unknown termination point
611 Mill St | Watertown | 13601 | No | Copper | Unknown | Records | 1949-07-27 | 0.75 | Copper | Records | No | Single Family | Unknown | 1949-07-27 | 0.75 | Non-Lead
613 Mill St | Watertown | 13601 | No | Copper | Unknown | Records | 1962-05-29 | 0.75 | Copper | Records | No | Multi Family | Unknown | 1962-05-29 | 0.75 | Non-Lead
614 Mill St | Watertown | 13601 | No | Copper | Unknown | Records | 1931-10-07 | 0.75 | Copper | Records | No | Other | Unknown | 2015-08-25 | 0.75 | Non-Lead
619 Mill St | Watertown | 13601 | No | Copper | Unknown | Records | 1960-11-16 | 0.75 | Copper | Records | No | Single Family | Unknown | 1960-11-16 | 0.75 | Non-Lead
620 Mill St | Watertown | 13601 | No | Copper | Unknown | Records | 1934-05-07 | 0.75 | Copper | Records | No | Single Family | Unknown | 1934-05-07 | 0.75 | Non-Lead
621-623 Mill St | Watertown | 13601 | No | Copper | Unknown | Records | 1945-10-29 | 1 | Copper | Records | No | Multi Family | Unknown | 1945-10-29 | 1 | Non-Lead
626 Mill St | Watertown | 13601 | No | Copper | Yes | Records | 2019-10-28 | 0.75 | Copper | Records | No | Single Family | Unknown | 1961-11-13 | 0.75 | Non-Lead | LRP
627 (Discontinued Service) Mill St | Watertown | 13601 | Unknown | Copper | Unknown | Records | 1926-01-10 | 0.75 | [8 empty] | Discontinued 8/6/1969
633 Mill St | Watertown | 13601 | No | Copper | No | Records | 1969-07-22 | 1 | Copper | Records | No | Business | Unknown | 1969-07-22 | 1 | Non-Lead
638-640 Mill St | Watertown | 13601 | No | Known Other | No | Records | 1988-06-01 | 4 | Known Other | Records | No | Other | None | 1988-06-01 | 4 | Non-Lead
643 (Question Discontinued Service) Mill St | Watertown | 13601 | No | Copper | Unknown | Records | 1966-07-15 | 0.75 | [8 empty] | Discontinued At main 8/6/1969
646 Mill St | Watertown | 13601 | No | Copper | Unknown | Records | 1932-11-22 | 0.75 | Known Other | Records | No | Single Family | Unknown | 1932-11-21 | 0.75 | Non-Lead | 3/4" Brass pipe C/S To cellar
647-649 (Question Discontinued Service) Mill St | Watertown | 13601 | No | Copper | Unknown | Records | 1960-09-12 | 0.75 | [8 empty] | Demolished 3/4 Copper Unknown termination point
656 Mill St | Watertown | 13601 | No | Copper | Unknown | Records | 1956-02-06 | 0.75 |  |  | No | Single Family | Unknown |  |  |  | Unknown Data inside
662 Mill St | Watertown | 13601 | No | Copper | Unknown | Records | 1961-04-17 | 0.75 | Copper | Records | No | Single Family | Unknown | 1961-04-17 | 0.75 | Non-Lead
663 Mill St | Watertown | 13601 | No | Copper | Unknown | Records | 1996-04-29 | 0.75 | Copper | Records | No | Single Family | Unknown | 2001-08-14 | 0.75 | Non-Lead
667 Mill St | Watertown | 13601 | No | Copper | Unknown | Records | 1968-09-26 | 0.75 |  |  | No | Single Family | Unknown |  |  |  | Unknown inside Data
668 Mill St | Watertown | 13601 | No | Copper | Unknown | Records | 1963-07-11 | 0.75 | Copper | Records | No | Single Family | Unknown | 1963-07-11 | 0.75 | Non-Lead
671 Mill St | Watertown | 13601 | No | Copper | Unknown | Records | 1953-04-20 | 1 | Copper | Records | No | Business | Unknown | 1952-12-06 | 1 | Non-Lead
677-679 (Discontinued Service) Mill St | Watertown | 13601 | No | Copper | Unknown | Records | 1946-10-24 | 0.75 | [8 empty] | Demolished 3/4 Copper Unknown termination point
680-682 Mill St | Watertown | 13601 | No | Copper | Unknown | Records | 1986-06-01 | 0.75 | Copper | Records | No | Business | Unknown | 1935-03-12 | 0.75 | Non-Lead
681-683 Mill St | Watertown | 13601 | No | Copper | Unknown | Records | 1946-09-18 | 0.75 | Copper | Records | No | Multi Family | Unknown | 1946-09-18 | 0.75 | Non-Lead
686 Mill St | Watertown | 13601 | No | Copper | Unknown | Records | 1946-12-23 | 0.75 | Copper | Records | No | Multi Family | Unknown | 1946-12-23 | 0.75 | Non-Lead
689-691 Mill St | Watertown | 13601 | No | Copper | Unknown | Records | 1946-11-01 | 1 | Copper | Records | No | Multi Family | Unknown | 1946-11-01 | 1 | Non-Lead
692 Mill St | Watertown | 13601 | No | Copper | Unknown | Records | 1950-09-18 | 0.75 | Copper | Records | No | Single Family | Unknown | 1950-09-18 | 0.75 | Non-Lead
693-695 Mill St | Watertown | 13601 | No | Copper | Unknown | Records | 1946-10-22 | 0.75 | Copper | Records | No | Multi Family | Unknown | 1946-10-22 | 0.75 | Non-Lead
694-696 Mill St | Watertown | 13601 | No | Copper | Unknown | Records | 1951-08-06 | 0.75 | Copper | Records | No | Multi Family | Unknown | 1951-08-06 | 0.75 | Non-Lead
697 Mill St | Watertown | 13601 | Unknown | Unknown | Unknown | Records | 1914-10-07 | 0.75 | Unknown |  | Unknown | Single Family | Unknown |  | 0.75 | Unknown | Unknown Data inside and City side Fed off of Gale St
700 Mill St | Watertown | 13601 | No | Copper | Unknown | Records | 1958-11-03 | 2 | Copper | Records | No | Business | Unknown | 1958-11-03 | 2 | Non-Lead
701 Mill St | Watertown | 13601 | No | Copper | Unknown | Records | 1946-10-16 | 0.75 | Copper | Records | No | Business | None | 1946-10-16 | 0.75 | Non-Lead | Fed off of Gale St
705 (Demolished) Mill St | Watertown | 13601 | No | Copper | Unknown | Records | 1955-12-07 | 0.75 | [8 empty] | Demolished 3/4 Copper Hot main to C/S
706-708 Mill St | Watertown | 13601 | Unknown | Unknown | Unknown | Records | 1915-06-19 | 0.75 | Copper | Records | Unknown | Single Family | Unknown | 2005-11-01 | 0.75 | Unknown | Unknown City side Data
709 Mill St | Watertown | 13601 | No | Copper | Unknown | Records | 1987-09-08 | 1 | Copper | Records | No | Multi Family | Unknown | 1987-09-08 | 1 | Non-Lead
710 Mill St | Watertown | 13601 | No | Copper | Unknown | Records | 2013-07-29 | 0.75 | Copper | Records | No | Single Family | Unknown | 2013-07-26 | 0.75 | Non-Lead
711-715 Mill St | Watertown | 13601 | No | Copper | Unknown | Records | 1963-07-02 | 1 | Copper | Records | No | Multi Family | Unknown | 1963-07-09 | 0.75 | Non-Lead
714-716 Mill St | Watertown | 13601 | No | Copper | Unknown | Records | 1961-01-25 | 0.75 | Copper | Records | No | Business | Unknown | 2006-10-18 | 0.75 | Non-Lead
717 Mill St | Watertown | 13601 | No | Copper | Unknown | Records | 1963-07-09 | 1 | Copper | Records | No | Single Family | Unknown | 1964-06-30 | 0.75 | Non-Lead
720 Mill St | Watertown | 13601 | No | Copper | Unknown | Records | 1938-08-17 | 0.75 |  |  | No | Multi Family | Unknown |  |  |  | Unknown inside Data
725 Mill St | Watertown | 13601 | No | Copper | Unknown | Records | 1957-07-19 | 0.75 | Copper | Records | No | Single Family | Unknown | 1957-07-19 | 0.75 | Non-Lead
726 Mill St | Watertown | 13601 | No | Copper | Unknown | Records | 1964-06-25 | 0.75 | Copper | Records | No | Single Family | Unknown | 1964-06-25 | 0.75 | Non-Lead
729 Mill St | Watertown | 13601 | No | Copper | Unknown | Records | 1966-07-06 | 0.75 | Copper | Records | No | Single Family | Unknown | 1966-07-06 | 0.75 | Non-Lead
730 Mill St | Watertown | 13601 | No | Copper | Unknown | Records | 1946-08-05 | 0.75 | Copper | Records | No | Multi Family | Unknown | 1946-08-05 | 0.75 | Non-Lead
731-733 Mill St | Watertown | 13601 | No | Copper | Unknown | Records | 1947-11-28 | 0.75 | Copper | Records | No | Multi Family | Unknown | 1947-11-28 | 0.75 | Non-Lead
734 Mill St | Watertown | 13601 | No | Copper | Unknown | Records | 1949-08-15 | 0.75 | Copper | Records | No | Multi Family | Unknown | 1949-08-15 | 0.75 | Non-Lead
735 Mill St | Watertown | 13601 | No | Copper | Unknown | Records | 1950-07-24 | 0.75 | Copper | Records | No | Single Family | Unknown | 1950-07-24 | 0.75 | Non-Lead
740 Mill St | Watertown | 13601 | No | Copper | Unknown | Records | 1935-11-14 | 0.75 | Copper | Records | No | Single Family | Unknown | 1935-11-14 | 0.75 | Non-Lead
741 Mill St | Watertown | 13601 | No | Copper | Unknown | Records | 1958-12-08 | 0.75 | Copper | Records | No | Single Family | Unknown | 1963-06-13 | 0.75 | Non-Lead
747 Mill St | Watertown | 13601 | No | Copper | Unknown | Records | 1928-10-25 | 0.75 | Copper | Records | No | Single Family | Unknown | 2008-12-03 | 0.75 | Non-Lead
755 Mill St | Watertown | 13601 | No | Copper | Unknown | Records | 1944-11-06 | 0.75 |  |  | No | Single Family | Unknown |  | 0.75 |  | Unknown inside Data
759 Mill St | Watertown | 13601 | No | Copper | Unknown | Records | 1930-10-06 | 0.75 | [8 empty] | Demolished 3/4 Copper Unknown termination point
760 Mill St | Watertown | 13601 | No | Copper | Unknown | Records | 1955-07-25 | 0.75 | Copper | Records | No | Single Family | Unknown | 1955-07-25 | 0.75 | Non-Lead
763 Mill St | Watertown | 13601 | No | Copper | Unknown | Records | 1944-11-24 | 0.75 | Galvanized | Records | No | Single Family | Unknown | 1944-11-24 | 0.75 | GSLRR | 3/4 Galvanized inside
764 Mill St | Watertown | 13601 | No | Copper | Unknown | Records | 1952-11-12 | 0.75 | Copper | Records | No | Single Family | Unknown | 1952-11-12 | 0.75 | Non-Lead
768 Mill St | Watertown | 13601 | Unknown | Unknown | Unknown | Records | 1918-11-26 | 0.75 | Unknown |  | Unknown | Single Family | Unknown |  | 0.75 | Unknown | Unknown Data inside and City side
802 Mill St | Watertown | 13601 | No | Copper | Unknown | Records | 1955-08-26 | 1 | Copper | Records | No | Business | Unknown | 1955-08-26 | 1 | Non-Lead
803 Mill St | Watertown | 13601 | No | Copper | Unknown | Records | 1933-04-25 | 0.75 | Copper | Records | No | Single Family | Unknown | 1984-10-23 | 0.75 | Non-Lead
806-808-810 Mill St | Watertown | 13601 | No | Copper | Unknown | Records | 1987-08-26 | 2 | Copper | Records | No | Multi Family | Unknown | 1987-08-26 | 2 | Non-Lead
809 Mill St | Watertown | 13601 | No | Copper | Yes | Records | 1927-02-05 | 0.75 | Unknown |  | No | Single Family | Unknown |  | 0.75 | Unknown | Unknown inside Data New main tapped 1974
811 Mill St | Watertown | 13601 | No | Copper | Unknown | Records | 1948-06-24 | 0.75 | Copper | Records | No | Single Family | Unknown | 1948-06-24 | 0.75 | Non-Lead
817-819 Mill St | Watertown | 13601 | No | Copper | Unknown | Records | 1968-04-23 | 0.75 | Copper | Records | No | Multi Family | Unknown | 1968-04-23 | 0.75 | Non-Lead
820 Mill St | Watertown | 13601 | No | Copper | Unknown | Records | 1935-09-09 | 0.75 | Copper | Records | No | Multi Family | Unknown | 1935-09-09 | 0.75 | Non-Lead
823 Mill St | Watertown | 13601 | No | Copper | Unknown | Records | 1998-07-24 | 0.75 | Copper | Records | No | Single Family | Unknown | 1998-07-26 | 0.75 | Non-Lead
826 Mill St | Watertown | 13601 | No | Copper | Unknown | Records | 1961-11-08 | 0.75 | Copper | Records | No | Multi Family | Unknown | 1961-11-08 | 0.75 | Non-Lead
829 Mill St | Watertown | 13601 | No | Copper | Unknown | Records | 1936-05-29 | 0.75 | Copper | Records | No | Single Family | Unknown | 1936-05-09 | 0.75 | Non-Lead
832 Mill St | Watertown | 13601 | No | Copper | Unknown | Records | 1953-11-26 | 2 | Copper | Records | No | Other | Unknown | 1953-11-26 | 2 | Non-Lead
835 Mill St | Watertown | 13601 | No | Copper | Unknown | Records | 1964-04-02 | 0.75 | Copper | Records | No | Single Family | Unknown | 1964-04-02 | 0.75 | Non-Lead
841 Mill St | Watertown | 13601 | No | Copper | Unknown | Records | 1936-07-17 | 0.75 | Copper | Records | No | Single Family | Unknown | 1966-06-24 | 0.75 | Non-Lead
843 Mill St | Watertown | 13601 | No | Copper | Unknown | Records | 1957-03-20 | 0.75 | Copper | Records | No | Single Family | Unknown | 1953-06-03 | 0.75 | Non-Lead
844 Mill St | Watertown | 13601 | No | Copper | Unknown | Records | 1929-10-25 | 0.75 | Copper | Records | No | Single Family | Unknown | 1947-09-05 | 0.75 | Non-Lead
848 Mill St | Watertown | 13601 | No | Copper | Unknown | Records | 2006-12-14 | 1 | Copper | Records | No | Single Family | Unknown | 2006-12-29 | 1 | Non-Lead
851 Mill St | Watertown | 13601 | No | Copper | Unknown | Records | 1932-02-17 | 0.75 | Copper | Records | No | Multi Family | Unknown | 1931-09-01 | 0.75 | Non-Lead
859 Mill St | Watertown | 13601 | No | Copper | Unknown | Records | 1929-09-20 | 0.75 | Copper | Records | No | Single Family | Unknown | 1929-09-21 | 0.75 | Non-Lead
862 Mill St | Watertown | 13601 | No | Copper | Unknown | Records | 1974-08-01 | 0.75 | Galvanized | Records | No | Single Family | Unknown |  | 0.75 | GSLRR | Unknown inside Data
870 Mill St | Watertown | 13601 | No | Copper | No | Records | 1948-08-12 | 0.75 | Copper | Records | No | Single Family | Unknown | 1948-08-12 | 0.75 | Non-Lead
874 Mill St | Watertown | 13601 | No | Copper | Unknown | Records | 1998-02-02 | 0.75 | Copper | Records | No | Single Family | Unknown | 1998-02-02 | 0.75 | Non-Lead
877 Mill St | Watertown | 13601 | No | Copper | Unknown | Records | 1949-10-27 | 0.75 | Copper | Records | No | Single Family | Unknown | 1949-10-27 | 0.75 | Non-Lead
878 Mill St | Watertown | 13601 | No | Copper | Unknown | Records | 1973-09-13 | 0.75 | Copper | Records | No | Multi Family | Unknown | 1973-09-13 | 0.75 | Non-Lead
903 Mill St | Watertown | 13601 | No | Copper | Unknown | Records | 1934-05-24 | 0.75 | Copper | Records | No | Single Family | Unknown | 1934-05-24 | 0.75 | Non-Lead | Fed off of W Division St
904 Mill St | Watertown | 13601 | No | Copper | No | Records | 1967-05-01 | 0.75 | Copper | Records | No | Single Family | Unknown | 1967-05-01 | 0.75 | Non-Lead
909 Mill St | Watertown | 13601 | No | Copper | Unknown | Records | 1980-09-23 | 0.75 | Copper | Records | No | Single Family | Unknown | 2017-09-21 | 0.75 | Non-Lead
910 Mill St | Watertown | 13601 | No | Lead | Yes | Records | 1943-07-08 | 0.75 | Copper | Records | No | Single Family | Unknown | 1984-03-23 | 0.75 | Lead
913 Mill St | Watertown | 13601 | No | Copper | Unknown | Records | 1941-06-14 | 0.75 | Copper | Records | No | Single Family | Unknown | 1941-06-14 | 0.75 | Non-Lead
914 Mill St | Watertown | 13601 | No | Copper | Unknown | Records | 1974-03-14 | 0.75 | Copper | Records | Unknown | Single Family | Unknown | 1974-03-13 | 0.75 | Non-Lead
917 Mill St | Watertown | 13601 | No | Copper | Unknown | Records | 1937-08-30 | 0.75 | Copper | Records | No | Single Family | Unknown | 1937-08-30 | 0.75 | Non-Lead
921 Mill St | Watertown | 13601 | No | Copper | Unknown | Records | 1947-09-03 | 0.75 | Copper | Records | No | Single Family | Unknown | 1947-08-30 | 0.75 | Non-Lead
922 Mill St | Watertown | 13601 | No | Copper | Unknown | Records | 1933-05-18 | 0.75 | Copper | Records | No | Multi Family | Unknown | 1933-05-18 | 0.75 | Non-Lead
924 (Discontinued Service) Mill St | Watertown | 13601 | No | Copper | No | Records | 1957-07-24 | 0.75 | [8 empty] | 3/4 Copper Hot main to C/S *** NEW SERVICE FOR NEW HOUSE 4/22/24
Chlorine Tap Mill St | Watertown | 13601 | No | Copper | No | Records | 1993-09-30 | 0.75 | [8 empty] | Discontinued at main
341 Moffett St | Watertown | 13601 | No | Copper | Unknown | Records | 2010-01-26 | 0.75 | Copper | Records | No | Single Family | Unknown | 1998-06-24 | 0.75 | Non-Lead
374, 376 & 378 Moffett St | Watertown | 13601 | No | Copper | No | Records | 1989-01-23 | 1 | Copper | Records | No | Single Family | Unknown | 1989-01-23 | 1 | Non-Lead | 1" Copper service ran to each house
383 Moffett St | Watertown | 13601 | No | Copper | No | Records | 1988-10-05 | 1 |  |  | No | Single Family | Unknown |  |  |  | Unknown inside Data
384 Moffett St | Watertown | 13601 | No | Copper | No | Records | 1987-10-27 | 0.75 |  |  | No | Single Family | Unknown |  | 0.75 |  | Unknown inside Data
385 Moffett St | Watertown | 13601 | No | Copper | Yes | Records | 2018-08-01 | 0.75 | Copper | Records | No | Single Family | Unknown | 2018-08-01 | 0.75 | Non-Lead | LRP
386 Moffett St | Watertown | 13601 | No | Copper | No | Records | 1987-10-27 | 0.75 |  |  | No | Single Family | Unknown |  | 0.75 |  | Unknown inside Data
387 Moffett St | Watertown | 13601 | No | Copper | Unknown | Records | 1965-06-05 | 0.75 | Copper | Records | No | Single Family | Unknown | 1965-06-05 | 0.75 | Non-Lead
388 Moffett St | Watertown | 13601 | No | Copper | No | Records | 1987-10-27 | 0.75 |  |  | No | Single Family | Unknown |  | 0.75 |  | Unknown inside Data
390 Moffett St | Watertown | 13601 | No | Copper | No | Records | 1987-10-27 | 0.75 |  |  | No | Single Family | Unknown |  | 0.75 |  | Unknown inside Data
391 Moffett St | Watertown | 13601 | No | Copper | Unknown | Records | 1967-08-21 | 0.75 | Copper | Records | No | Single Family | Unknown | 1967-08-21 | 0.75 | Non-Lead
392 Moffett St | Watertown | 13601 | No | Copper | No | Records | 1987-09-24 | 0.75 | Copper | Records | No | Multi Family | Unknown | 1987-09-24 | 0.75 | Non-Lead
393 Moffett St | Watertown | 13601 | No | Copper | Unknown | Records | 1955-05-23 | 0.75 | Copper | Records | No | Single Family | Unknown | 1955-05-23 | 0.75 | Non-Lead
395 Moffett St | Watertown | 13601 | No | Copper | Unknown | Records | 1954-08-02 | 0.75 | Copper | Records | No | Single Family | Unknown | 1954-08-02 | 0.75 | Non-Lead
397 Moffett St | Watertown | 13601 | No | Copper | Unknown | Records | 1947-11-26 | 0.75 | Copper | Records | No | Single Family | Unknown | 1947-11-26 | 0.75 | Non-Lead
401 Moffett St | Watertown | 13601 | No | Copper | Unknown | Records | 2015-11-17 | 0.75 | Copper | Records | No | Single Family | Unknown | 2015-11-18 | 0.75 | Non-Lead
402 Moffett St | Watertown | 13601 | No | Copper | Unknown | Records | 1992-02-27 | 0.75 | Copper | Records | No | Single Family | Unknown | 1992-02-27 | 0.75 | Non-Lead
403 Moffett St | Watertown | 13601 | No | Copper | Unknown | Records | 2002-07-29 | 0.75 | Copper | Records | No | Single Family | Unknown | 2002-07-26 | 0.75 | Non-Lead
405 Moffett St | Watertown | 13601 | No | Copper | Unknown | Records | 1996-05-22 | 0.75 | Copper | Records | No | Single Family | Unknown | 1996-05-22 | 0.75 | Non-Lead
406 Moffett St | Watertown | 13601 | No | Copper | Unknown | Records | 2011-12-13 | 0.75 | Copper | Records | No | Single Family | Unknown | 1988-08-18 | 0.75 | Non-Lead
408 Moffett St | Watertown | 13601 | No | Copper | Unknown | Records | 1938-03-30 | 0.75 | Copper | Records | No | Single Family | Unknown | 1938-03-30 | 0.75 | Non-Lead
409 Moffett St | Watertown | 13601 | Unknown |  | Unknown | Records |  | 0.75 |  |  | No | Single Family | Unknown |  | 0.75 |  | Unknown Data inside and City side
412 Moffett St | Watertown | 13601 | No | Copper | Unknown | Records | 1938-03-24 | 0.75 | Copper | Records | No | Single Family | Unknown | 1938-03-24 | 0.75 | Non-Lead
415 Moffett St | Watertown | 13601 | No | Copper | Unknown | Records | 2003-09-11 | 0.75 | Copper | Records | No | Single Family | Unknown | 2003-09-11 | 0.75 | Non-Lead
416 Moffett St | Watertown | 13601 | Unknown | Unknown | Unknown | Records | 1921-06-22 | 1 | Unknown | Records | Unknown | Multi Family | Unknown |  | 1 | Unknown | Unknown Data inside and City side
419 Moffett St | Watertown | 13601 | No | Copper | Unknown | Records | 1936-04-08 | 0.75 | Copper | Records | No | Single Family | Unknown | 1986-04-01 | 0.75 | Non-Lead
420 Moffett St | Watertown | 13601 | No | Copper | Unknown | Records | 1994-06-15 | 0.75 | Copper | Records | No | Single Family | Unknown | 1994-06-15 | 0.75 | Non-Lead
421 Moffett St | Watertown | 13601 | No | Copper | Unknown | Records | 1926-05-06 | 0.75 | Copper | Records | No | Single Family | Unknown | 1926-05-06 | 0.75 | Non-Lead
513 Mohawk St | Watertown | 13601 | No | Copper | Unknown | Records | 1950-09-08 | 0.75 | Copper | Records | No | Single Family | Unknown | 1950-09-08 | 0.75 | Non-Lead
514-520 (Vacant Lot) Mohawk St | Watertown | 13601 | No | Copper | Unknown | Records | 1966-08-16 | 1 |  |  | No | [5 empty] | Demolished, 1" Copper Hot Main to C/S
517 Mohawk St | Watertown | 13601 | No | Copper | Unknown | Records | 1936-06-29 | 0.75 | [8 empty] | Discontinued 5/19/1950
523 Mohawk St | Watertown | 13601 | No | Copper | Unknown | Records | 1975-09-19 | 0.75 | Copper | Records | No | Multi Family | Unknown | 1975-09-19 | 0.75 | Non-Lead
525 Mohawk St | Watertown | 13601 | No | Copper | Unknown | Records | 1975-09-19 | 0.75 | Copper | Records | No | Single Family | Unknown | 1975-09-19 | 0.75 | Non-Lead
610 Mohawk St | Watertown | 13601 | No | Copper | Unknown | Records | 1954-07-07 | 0.75 | Copper | Records | No | Single Family | Unknown | 1954-07-07 | 0.75 | Non-Lead
613 Mohawk St | Watertown | 13601 | No | Copper | Unknown | Records | 1954-07-15 | 0.75 |  |  | No | Single Family | Unknown |  | 0.75 |  | Unknown inside Data
614 Mohawk St | Watertown | 13601 | No | Copper | Unknown | Records | 1953-05-28 | 0.75 | Copper | Records | No | Single Family | Unknown | 1953-05-28 | 0.75 | Non-Lead
620 Mohawk St | Watertown | 13601 | No | Copper | Unknown | Records | 1969-03-05 | 0.75 | Copper | Records | No | Single Family | Unknown | 1969-03-05 | 0.75 | Non-Lead
621 Mohawk St | Watertown | 13601 | No | Copper | No | Records | 2014-05-09 | 1 | Copper | Records | No | Single Family | Unknown | 2014-06-17 | 1 | Non-Lead
622 Mohawk St | Watertown | 13601 | No | Copper | Unknown | Records | 1981-12-03 | 0.75 | Copper | Records | No | Single Family | Unknown | 1981-12-03 | 0.75 | Non-Lead
Location 2inch Blow Off Mohawk St | Watertown | 13601 | No | Plastic | No | Records |  | 2 | [8 empty] | Blow off with 2 1/2 hire hose thread
105 Monroe Ave | Watertown | 13601 | No | Copper | Unknown | Records | 1936-06-23 | 0.75 | Copper | Records | No | Single Family | Unknown | 1936-06-18 | 0.75 | Non-Lead
109 Monroe Ave | Watertown | 13601 | No | Copper | Unknown | Records | 1952-03-29 | 0.75 | Copper | Records | No | Single Family | Unknown | 1952-03-29 | 0.75 | Non-Lead
120 Monroe Ave | Watertown | 13601 | No | Unknown | Unknown | Records | 1956-04-24 | 1 | Unknown | Records | No | Single Family | Unknown | 1956-04-24 | 1 | Unknown | Unknown pipe material
123 Monroe Ave | Watertown | 13601 | No | Copper | Unknown | Records | 2007-05-08 | 0.75 | Copper | Records | No | Single Family | Unknown | 2007-05-08 | 0.75 | Non-Lead
124 Monroe Ave | Watertown | 13601 | No | Copper | Unknown | Records | 1976-06-22 | 0.75 | Copper | Records | No | Multi Family | Unknown | 1973-10-03 | 0.75 | Non-Lead
126 Monroe Ave | Watertown | 13601 | No | Copper | Unknown | Records | 1962-08-09 | 0.75 | Copper | Records | No | Single Family | Unknown | 1962-08-09 | 0.75 | Non-Lead
131 Monroe Ave | Watertown | 13601 | No | Copper | Yes | Records | 2019-10-23 | 0.75 | Copper | Records | No | Single Family | Unknown | 2019-10-23 | 0.75 | Non-Lead
132 Monroe Ave | Watertown | 13601 | No | Copper | Unknown | Records | 1963-05-06 | 0.75 | Copper | Records | No | Single Family | Unknown | 1963-05-06 | 0.75 | Non-Lead
135 Monroe Ave | Watertown | 13601 | No | Copper | Unknown | Records | 1940-12-16 | 0.75 | Copper | Records | No | Single Family | Unknown | 1940-12-16 | 0.75 | Non-Lead
136 Monroe Ave | Watertown | 13601 | No | Copper | Unknown | Records | 1983-07-19 | 0.75 | Copper | Records | No | Single Family | Unknown | 1983-07-19 | 0.75 | Non-Lead
139 Monroe Ave | Watertown | 13601 | No | Copper | Unknown | Records | 1955-12-06 | 0.75 | Copper | Records | No | Single Family | Unknown | 1955-12-06 | 0.75 | Non-Lead
203 Monroe Ave | Watertown | 13601 | No | Copper | No | Records | 1961-04-18 | 0.75 | Copper | Records | No | Single Family | Unknown | 1961-04-18 | 0.75 | Non-Lead
210 Monroe Ave | Watertown | 13601 | No | Copper | No | Records | 1953-09-24 | 0.75 | Copper | Records | No | Single Family | Unknown | 1953-09-24 | 0.75 | Non-Lead
215 Monroe Ave | Watertown | 13601 | No | Copper | No | Records | 1979-03-16 | 0.75 | Copper | Records | No | Single Family | Unknown | 1979-03-16 | 0.75 | Non-Lead
216 Monroe Ave | Watertown | 13601 | No | Copper | No | Records | 1955-11-17 | 0.75 | Copper | Records | No | Single Family | Unknown | 1955-11-17 | 0.75 | Non-Lead
220 Monroe Ave | Watertown | 13601 | No | Copper | No | Records | 1965-05-07 | 0.75 | Copper | Records | No | Single Family | Unknown | 1965-05-07 | 0.75 | Non-Lead
221 Monroe Ave | Watertown | 13601 | No | Copper | No | Records | 1966-06-30 | 0.75 | Copper | Records | No | Single Family | Unknown | 1966-06-30 | 0.75 | Non-Lead
230 Monroe Ave | Watertown | 13601 | No | Copper | No | Records | 1960-06-21 | 0.75 | Copper | Records | No | Single Family | Unknown | 1960-06-12 | 0.75 | Non-Lead
231 Monroe Ave | Watertown | 13601 | No | Copper | No | Records | 1958-05-28 | 0.75 | Copper | Records | No | Single Family | Unknown | 1958-05-28 | 0.75 | Non-Lead
239 Monroe Ave | Watertown | 13601 | No | Copper | No | Records | 2024-08-20 | 1 | Unknown | Records | No | Single Family | Unknown | 1962-06-13 | 0.75 | Unknown | Unknown Material
Little League Ball Park Monroe Ave | Watertown | 13601 | No | Copper | No | Records | 1957-11-01 | 0.75 | [8 empty] | Demolished Unknown termination point
107 Moore Ave | Watertown | 13601 | No | Copper | Unknown | Records | 1999-11-12 | 1 | Copper | Records | No | Single Family | Unknown | 1999-11-12 | 1 | Non-Lead
111 Moore Ave | Watertown | 13601 | No | Copper | Unknown | Records | 2005-10-20 | 1 | Copper | Records | No | Single Family | Unknown | 2005-10-20 | 1 | Non-Lead
114 Moore Ave | Watertown | 13601 | No | Copper | Unknown | Records | 1990-11-12 | 1 | Copper | Records | No | Single Family | Unknown | 1990-11-12 | 1 | Non-Lead
115 Moore Ave | Watertown | 13601 | No | Copper | Unknown | Records | 1982-09-22 | 0.75 | Copper | Records | No | Single Family | Unknown | 1982-09-21 | 0.75 | Non-Lead
118 Moore Ave | Watertown | 13601 | No | Copper | Yes | Records | 2019-08-27 | 1 | Copper | Records | No | Single Family | Unknown | 2019-08-27 | 1 | Non-Lead | LRP
119 Moore Ave | Watertown | 13601 | No | Copper | Unknown | Records | 1982-03-05 | 0.75 | Copper | Records | No | Single Family | Unknown | 1982-03-05 | 0.75 | Non-Lead
122 Moore Ave | Watertown | 13601 | No | Copper | Unknown | Records | 1934-09-12 | 0.75 | Copper | Records | No | Single Family | Unknown | 1957-04-01 | 0.75 | Non-Lead
126-128 Moore Ave | Watertown | 13601 | No | Copper | Unknown | Records | 1984-06-05 | 0.75 | Copper | Records | No | Multi Family | Unknown | 1984-06-05 | 0.75 | Non-Lead
131-Skating Rink Moore Ave | Watertown | 13601 | No | Copper | No | Records | 1956-12-18 | 1
132 Moore Ave | Watertown | 13601 | No | Copper | Unknown | Records | 2012-10-17 | 0.75 | Copper | Records | No | Single Family | Unknown | 2012-10-17 | 0.75 | Non-Lead
136 Moore Ave | Watertown | 13601 | No | Copper | Unknown | Records | 1946-04-01 | 0.75 | Copper | Records | No | Single Family | Unknown | 1946-04-01 | 0.75 | Non-Lead
142 Moore Ave | Watertown | 13601 | No | Copper | Unknown | Records | 1927-09-17 | 0.75 | Copper | Records | No | Single Family | Unknown | 1980-11-12 | 0.75 | Non-Lead | Fed off of Academy Alley
907 Morrison Ave | Watertown | 13601 | No | Copper | Unknown | Records | 1979-08-29 | 0.75 | Copper | Records | No | Single Family | Unknown | 1979-08-29 | 0.75 | Non-Lead
923 Morrison Ave | Watertown | 13601 | No | Copper | Unknown | Records | 1979-09-19 | 0.75 | Copper | Records | No | Single Family | Unknown | 1966-06-09 | 0.75 | Non-Lead
924 Morrison Ave | Watertown | 13601 | No | Copper | Unknown | Records | 1979-06-01 | 0.75 |  |  | No | Single Family | Unknown |  | 0.75 |  | Unknown inside Data
929 Morrison Ave | Watertown | 13601 | No | Copper | Unknown | Records | 1979-09-19 | 0.75 | Copper | Records | No | Single Family | Unknown | 1938-04-20 | 1 | Non-Lead
933 (Vacant Lot) Morrison Ave | Watertown | 13601 | No | Copper | No | Records | 1979-09-19 | 0.75 | [8 empty] | Demolished 3/4 Copper Hot Main to C/S
939 Morrison Ave | Watertown | 13601 | No | Copper | Unknown | Records | 1979-09-19 | 0.75 |  |  | No | Single Family | Unknown |  | 0.75 |  | Unknown inside Data
947 Morrison Ave | Watertown | 13601 | No | Copper | Unknown | Records | 1979-09-19 | 0.75 | Copper | Records | No | Single Family | Unknown | 1984-04-18 | 0.75 | Non-Lead
948 Morrison Ave | Watertown | 13601 | No | Copper | Unknown | Records | 1979-08-27 | 0.75 |  |  | No | Single Family | Unknown |  |  |  | Unknown inside Data
953 Morrison Ave | Watertown | 13601 | No | Copper | Unknown | Records | 1979-09-19 | 0.75 | Copper | Records | No | Single Family | Unknown | 1979-09-19 | 0.75 | Non-Lead
959 Morrison Ave | Watertown | 13601 | No | Copper | Unknown | Records | 1979-09-11 | 0.75 | Copper | Records | No | Single Family | Unknown | 1979-09-11 | 0.75 | Non-Lead
510 Morrison St | Watertown | 13601 | No | Copper | Yes | Records | 1939-10-10 | 0.75 |  |  | No | Single Family | Unknown |  |  |  | Unknown inside Data
516 Morrison St | Watertown | 13601 | No | Copper | Unknown | Records | 1939-10-10 | 0.75 |  |  | No | Single Family | Unknown |  | 0.75 |  | Unknown inside Data
517-519 Morrison St | Watertown | 13601 | No | Copper | Unknown | Records | 1939-10-04 | 0.75 |  |  | No | Multi Family | Unknown |  | 0.75 |  | Unknown inside Data
523 Morrison St | Watertown | 13601 | No | Copper | Unknown | Records | 1939-10-04 | 0.75 | Copper | Records | No | Single Family | Unknown | 1964-07-22 | 0.75 | Non-Lead
526 Morrison St | Watertown | 13601 | No | Copper | Unknown | Records | 1939-10-04 | 0.75 |  |  | No | Single Family | Unknown |  | 0.75 |  | Unknown inside Data
529 Morrison St | Watertown | 13601 | No | Copper | Unknown | Records | 1939-10-04 | 0.75 |  |  | No | Single Family | Unknown |  |  |  | Unknown inside Data
532 Morrison St | Watertown | 13601 | No | Copper | Unknown | Records | 1938-06-07 | 0.75 | Copper | Records | No | Single Family | Unknown | 1986-12-08 | 0.75 | Non-Lead
533 Morrison St | Watertown | 13601 | No | Copper | Unknown | Records | 1939-05-27 | 0.75 | Copper | Records | No | Single Family | Unknown | 1967-06-03 | 0.75 | Non-Lead
536 Morrison St | Watertown | 13601 | No | Copper | Unknown | Records | 1939-10-04 | 0.75 | Copper | Records | No | Single Family | Unknown | 2014-05-01 | 0.75 | Non-Lead
547 Morrison St | Watertown | 13601 | No | Copper | Unknown | Records | 1932-10-19 | 0.75 | Copper | Records | No | Multi Family | Unknown | 1932-10-19 | 0.75 | Non-Lead
548 Morrison St | Watertown | 13601 | No | Copper | Unknown | Records | 1939-10-04 | 0.75 | Copper | Records | No | Single Family | Unknown | 1965-08-11 | 0.75 | Non-Lead
551 (Vacant Lot) Morrison St | Watertown | 13601 | No | Copper | No | Records | 1953-11-30 | 1 | [8 empty] | Demolished 1" Copper Unknown termination point
552-554 Morrison St | Watertown | 13601 | No | Copper | Unknown | Records | 1931-07-15 | 0.75 | Copper | Records | No | Business | Unknown | 1975-06-23 | 0.75 | Non-Lead
555-557 Morrison St | Watertown | 13601 | No | Copper | Unknown | Records | 1939-10-17 | 0.75 |  |  | No | Multi Family | Unknown |  | 0.75 |  | Unknown inside Data
558 Morrison St | Watertown | 13601 | No | Copper | Yes | Records | 1939-10-19 | 0.75 |  |  | No | Multi Family | Unknown |  | 0.75 |  | Unknown inside Data
559-561 Morrison St | Watertown | 13601 | No | Copper | Unknown | Records | 1939-10-04 | 0.75 | Copper | Records | No | Multi Family | Unknown | 1996-09-06 | 0.75 | Non-Lead
562 Morrison St | Watertown | 13601 | No | Copper | Unknown | Records | 1938-09-29 | 0.75 | Copper | Records | No | Single Family | Unknown | 1946-11-25 | 0.75 | Non-Lead
565 Morrison St | Watertown | 13601 | No | Copper | Unknown | Records | 1939-10-19 | 0.75 |  |  | No | Single Family | Unknown |  | 0.75 |  | Unknown inside Data
566 Morrison St | Watertown | 13601 | No | Copper | Unknown | Records | 1939-10-19 | 0.75 | Copper | Records | No | Single Family | Unknown | 1954-12-13 | 0.75 | Non-Lead
570 Morrison St | Watertown | 13601 | No | Copper | Unknown | Records | 1939-10-04 | 0.75 |  |  | No | Single Family | Unknown |  | 0.75 |  | Unknown inside Data
574 Morrison St | Watertown | 13601 | No | Copper | Unknown | Records | 1932-09-01 | 0.75 | Copper | Records | No | Single Family | Unknown | 1932-09-01 | 0.75 | Non-Lead
575 (Meter Pit-Garden Use-Question Discontinued) Morrison St | Watertown | 13601 | No | Copper | No | Records | 1940-06-14 | 0.75 | [8 empty] | Meter pit Unknown Data
578 Morrison St | Watertown | 13601 | No | Copper | Unknown | Records | 1939-10-04 | 0.75 | Copper | Records | No | Single Family | Unknown | 1965-06-16 | 0.75 | Non-Lead
582-586 (Warehouse CAPC) Morrison St | Watertown | 13601 | No | Copper | Unknown | Records | 1939-10-04 | 0.75 | Copper | Records | No | Business | Unknown | 1937-05-18 | 0.75 | Non-Lead
585 Morrison St | Watertown | 13601 | No | Copper | Unknown | Records | 1933-01-30 | 0.75 | Copper | Records | No | Single Family | Unknown | 1974-09-05 | 0.75 | Non-Lead
587 Morrison St | Watertown | 13601 | No | Copper | Unknown | Records | 1939-10-23 | 0.75 | Copper | Field Insp | No | Multi Family | Unknown |  | 0.75 | Non-Lead
702 (Merged with 582-588) Morrison St | Watertown | 13601 | No | Copper | Unknown | Records | 1929-06-13 | 0.75 | Copper | Records | No | Business | Unknown | 1929-06-13 | 0.75 | Non-Lead | Fed off of Binsse St
706 Morrison St | Watertown | 13601 | No | Copper | Unknown | Records | 1939-10-04 | 0.75 | Copper | Records | No | Single Family | Unknown | 1959-04-21 | 0.75 | Non-Lead
707 Morrison St | Watertown | 13601 | No | Copper | Unknown | Records | 1939-10-04 | 0.75 | Copper | Records | No | Single Family | Unknown | 1977-10-13 | 0.75 | Non-Lead
710-712 Morrison St | Watertown | 13601 | No | Copper | Unknown | Records | 1939-10-04 | 0.75 | Copper | Records | No | Single Family | Unknown | 1987-07-23 | 0.75 | Non-Lead
711 Morrison St | Watertown | 13601 | No | Copper | Unknown | Records | 1934-10-13 | 0.75 | Copper | Records | No | Single Family | Unknown | 1955-09-12 | 0.75 | Non-Lead
715 Morrison St | Watertown | 13601 | No | Copper | Unknown | Records | 1939-10-04 | 0.75 | Copper | Records | No | Business | Unknown | 2013-09-24 | 0.75 | Non-Lead
716 Morrison St | Watertown | 13601 | No | Copper | Unknown | Records | 1939-10-04 | 0.75 | Copper | Records | No | Single Family | Unknown | 1961-07-12 | 0.75 | Non-Lead
720 Morrison St | Watertown | 13601 | No | Copper | Unknown | Records | 1939-10-04 | 0.75 | Copper | Records | No | Single Family | Unknown | 1975-06-30 | 0.75 | Non-Lead
722-724 Morrison St | Watertown | 13601 | No | Copper | Unknown | Records | 1939-10-04 | 0.75 | Copper | Records | No | Multi Family | Unknown | 1960-09-09 | 0.75 | Non-Lead
723 Morrison St | Watertown | 13601 | No | Copper | Unknown | Records | 1939-10-04 | 0.75 |  |  | No | Single Family | Unknown |  | 0.75 |  | Unknown inside Data
728 Morrison St | Watertown | 13601 | No | Copper | Unknown | Records | 1939-10-04 | 0.75 | Copper | Records | No | Single Family | Unknown | 1985-02-04 | 0.75 | Non-Lead
729 (Vacant Lot) Morrison St | Watertown | 13601 | No | Copper | Unknown | Records | 1939-10-04 | 0.75 | [8 empty] | Demolished 3/4 Copper Hot Main to C/S
735 Morrison St | Watertown | 13601 | No | Copper | Unknown | Records | 1947-04-07 | 0.75 | Copper | Records | No | Single Family | Unknown | 1947-04-07 | 0.75 | Non-Lead
739 Morrison St | Watertown | 13601 | No | Copper | Unknown | Records | 1937-07-29 | 0.75 | Copper | Records | No | Single Family | Unknown | 1937-07-29 | 0.75 | Non-Lead
742 Morrison St | Watertown | 13601 | No | Copper | Unknown | Records | 1939-11-19 | 0.75 |  |  | No | Single Family | Unknown |  | 0.75 |  | Unknown inside Data
746 Morrison St | Watertown | 13601 | No | Copper | Unknown | Records | 1939-11-19 | 0.75 |  |  | No | Single Family | Unknown |  | 0.75 |  | Unknown inside Data
755-757 (House Demolished-Water Still To Garage) Morrison St | Watertown | 13601 | No | Copper | Unknown | Records | 1939-10-04 | 0.75 | Copper | Records | No | Other | Unknown | 1979-10-19 | 0.75 | Non-Lead | House demolished 3/4 Copper run to Garage 10/27/2013
800 Morrison St | Watertown | 13601 | No | Copper | Unknown | Records | 1939-10-04 | 0.75 | Copper | Records | No | Single Family | Unknown | 1961-10-16 | 0.75 | Non-Lead
803 Morrison St | Watertown | 13601 | No | Copper | Unknown | Records | 1928-04-27 | 0.75 | Copper | Records | No | Single Family | Unknown | 1928-04-27 | 0.75 | Non-Lead
806 Morrison St | Watertown | 13601 | No | Copper | Unknown | Records | 1928-04-27 | 0.75 | Copper | Records | No | Single Family | Unknown | 1928-04-27 | 0.75 | Non-Lead
807 Morrison St | Watertown | 13601 | No | Copper | Unknown | Records | 1939-10-04 | 0.75 |  |  | No | Single Family | Unknown |  | 0.75 |  | Unknown inside Data
810 Morrison St | Watertown | 13601 | No | Copper | Unknown | Records | 1940-01-17 | 0.75 |  |  | No | Single Family | Unknown |  | 0.75 |  | Unknown inside Data
811 Morrison St | Watertown | 13601 | No | Copper | Unknown | Records | 1933-08-03 | 0.75 | Copper | Records | No | Single Family | Unknown | 1933-08-03 | 0.75 | Non-Lead
815 Morrison St | Watertown | 13601 | No | Copper | Unknown | Records | 1939-10-04 | 0.75 | Copper | Records | No | Single Family | Unknown | 1988-08-02 | 0.75 | Non-Lead
817 (Question Demolished) Morrison St | Watertown | 13601 | No | Copper | Unknown | Records | 1939-10-04 | 0.75 | [8 empty] | Demolished Unknown termination point
819 Morrison St | Watertown | 13601 | No | Copper | Unknown | Records | 1940-01-25 | 0.75 | Galvanized | Records | No | Single Family | Unknown | 1919-05-05 | 0.75 | GSLRR
820 Morrison St | Watertown | 13601 | No | Unknown | Yes | Records | 1923-07-16 | 0.75 |  |  | Unknown | Single Family | Unknown |  | 1 |  | Unknown Data inside and city side
821 (Demolished) Morrison St | Watertown | 13601 | No | Copper | Unknown | Records | 1939-10-04 | 0.75 | [8 empty] | Demolished 3/4 Copper Hot Main to C/S
823 Morrison St | Watertown | 13601 | No | Copper | Unknown | Records | 1940-01-25 | 0.75 |  |  | No | Single Family | Unknown |  | 0.75 |  | Unknown inside Data
824 Morrison St | Watertown | 13601 | No | Copper | Unknown | Records | 1936-06-08 | 0.75 |  |  | No | Single Family | Unknown |  | 0.75 |  | Unknown inside Data
825 Morrison St | Watertown | 13601 | No | Copper | Unknown | Records | 1940-01-26 | 0.75 |  |  | No | Single Family | Unknown |  | 0.75 |  | Unknown inside Data
826 Morrison St | Watertown | 13601 | No | Copper | Unknown | Records | 1935-05-14 | 0.75 | Copper | Records | No | Single Family | Unknown | 1935-05-14 | 0.75 | Non-Lead
827 Morrison St | Watertown | 13601 | No | Copper | Unknown | Records | 1939-10-04 | 0.75 | Copper | Records | No | Single Family | Unknown | 1968-03-22 | 0.75 | Non-Lead
829 Morrison St | Watertown | 13601 | No | Copper | Unknown | Records | 1939-10-04 | 0.75 | Copper | Records | No | Single Family | Unknown | 1974-09-16 | 0.75 | Non-Lead
830 Morrison St | Watertown | 13601 | No | Copper | Unknown | Records | 1939-10-04 | 0.75 | Copper | Records | No | Single Family | Unknown | 1956-09-13 | 0.75 | Non-Lead
834 Morrison St | Watertown | 13601 | No | Copper | Unknown | Records | 1939-10-04 | 0.75 |  |  | No | Single Family | Unknown |  | 0.75 |  | Unknown inside Data
836 Morrison St | Watertown | 13601 | No | Copper | Unknown | Records | 1940-01-26 | 0.75 |  |  | No | Single Family | Unknown |  | 0.75 |  | Unknown inside Data
840 Morrison St | Watertown | 13601 | No | Copper | Unknown | Records | 1939-10-04 | 0.75 | Copper | Records | No | Single Family | Unknown | 1996-07-10 | 0.75 | Non-Lead
848 Morrison St | Watertown | 13601 | No | Copper | No | Records | 1951-05-21 | 0.75 | Copper | Records | No | Single Family | Unknown | 1951-05-21 | 0.75 | Non-Lead
121 (Vacant Lot) Moulton St | Watertown | 13601 | No | Copper | Unknown | Records | 1939-01-11 | 0.75 | [8 empty] | Unknown Address Location,Unknown termination point
123 (Vacant Lot) Moulton St | Watertown | 13601 | No | Copper | Unknown | Records | 1931-07-27 | 0.75 | [8 empty] | Demolished, Unknown termination point
131 Moulton St | Watertown | 13601 | No | Copper | No | Records | 1947-03-25 | 1 | Copper | Records | No | Business | None | 1947-03-25 | 1 | Non-Lead
208-210 (Vacant Lot) Moulton St | Watertown | 13601 | No | Copper | Yes | Records | 1934-04-12 | 1 | [8 empty] | 3/4 Copper Discontinued
214 Moulton St | Watertown | 13601 | No | Copper | Unknown | Records | 2003-07-15 | 2 | Copper | Records | No | Business | Unknown | 2003-07-15 | 2 | Non-Lead
220 Moulton St | Watertown | 13601 | No | Copper | Unknown | Records | 1986-10-15 | 0.75 | Copper | Records | No | Multi Family | Unknown | 1986-10-15 | 0.75 | Non-Lead
222 Moulton St | Watertown | 13601 | No | Copper | Unknown | Records | 1986-10-14 | 0.75 | Copper | Records | No | Single Family | Unknown | 1986-10-14 | 0.75 | Non-Lead
224 Moulton St | Watertown | 13601 | No | Copper | Unknown | Records | 1986-07-07 | 0.75 | Copper | Records | No | Single Family | Unknown | 1986-07-07 | 0.75 | Non-Lead
226 Moulton St | Watertown | 13601 | No | Copper | Unknown | Records | 1987-02-09 | 0.75 | Copper | Records | No | Single Family | Unknown | 1987-02-09 | 0.75 | Non-Lead
227 (Discontinued Service) Moulton St | Watertown | 13601 | No | Copper | Unknown | Records | 1927-10-15 | 0.75 | [8 empty] | Discontinued 1953
230 Moulton St | Watertown | 13601 | No | Copper | Unknown | Records | 1934-04-16 | 0.75 | Copper | Records | No | Single Family | Unknown | 1934-04-16 | 0.75 | Non-Lead
236 Moulton St | Watertown | 13601 | No | Copper | Unknown | Records | 1986-10-23 | 0.75 | Copper | Records | No | Single Family | Unknown | 1986-10-23 | 0.75 | Non-Lead
240 Moulton St | Watertown | 13601 | No | Copper | Unknown | Records | 1931-05-14 | 0.75 | Copper | Records | No | Single Family | Unknown | 1931-05-14 | 0.75 | Non-Lead
244 (Demolished 246-248-250) Moulton St | Watertown | 13601 | No | Copper | Unknown | Records | 1932-04-04 | 1 | Copper | Records | No | Multi Family | Unknown | 2022-08-23 | 0.75 | Non-Lead | 246,248,250 Demolished
244 Moulton St | Watertown | 13601 | No | Copper | Unknown | Records | 1932-04-04 | 1 | Copper | Records | No | Multi Family | Unknown | 1922-08-23 | 0.75 | Non-Lead
252 Moulton St | Watertown | 13601 | No | Copper | Yes | Records | 1928-04-16 | 0.75 | Copper | Records | No | Single Family | Unknown | 1928-04-13 | 0.75 | Non-Lead
256 (Demolished) Moulton St | Watertown | 13601 | No | Copper | Unknown | Records | 1937-06-01 | 0.75 | [8 empty] | Demolished, 3/4 Copper Hot Main to C/S
258 Moulton St | Watertown | 13601 | No | Copper | Unknown | Records | 1928-11-09 | 0.75 | Copper | Records | No | Single Family | Unknown | 1928-11-09 | 0.75 | Non-Lead
262 Moulton St | Watertown | 13601 | No | Copper | Unknown | Records | 1928-11-01 | 0.75 | Copper | Records | No |  |  | 1941-06-24 | 0.75 | Non-Lead | Demolished Unknown termination point
266 Moulton St | Watertown | 13601 | No | Copper | Unknown | Records | 1928-11-08 | 0.75 | Copper | Records | No | Single Family | Unknown | 1928-11-28 | 0.75 | Non-Lead
270 Moulton St | Watertown | 13601 | No | Copper | Unknown | Records | 1928-11-06 | 0.75 | Copper | Records | No | Single Family | Unknown | 2014-01-02 | 0.75 | Non-Lead
272 Moulton St | Watertown | 13601 | No | Copper | Unknown | Records | 1928-11-03 | 0.75 | Copper | Records | No | Single Family | Unknown | 1928-11-08 | 0.75 | Non-Lead
276 (Vacant Lot) Moulton St | Watertown | 13601 | No | Copper | Unknown | Records | 1941-05-13 | 0.75 | [8 empty] | Demolished, Unknown termination point
303-305 (Vacant Lot) Moulton St | Watertown | 13601 | No | Copper | Unknown | Records | 1938-06-27 | 0.75 | [8 empty] | 3/4 Copper Hot Main to C/S
307 Moulton St | Watertown | 13601 | No | Copper | Unknown | Records | 1941-05-13 | 0.75 |  |  | No | Multi Family | Unknown |  |  |  | Unknown Inside Data
313-315 (Vacant Lot) Moulton St | Watertown | 13601 | No | Copper | Unknown | Records | 1941-03-12 | 0.75 | [8 empty] | Demolished, Unknown termination point
326 (Demolished) Moulton St | Watertown | 13601 | No | Copper | Unknown | Records | 1934-03-12 | 0.75 | [8 empty] | Demolished, 3/4 Copper Hot Main to C/S
330 Moulton St | Watertown | 13601 | No | Copper | Unknown | Records | 1941-04-25 | 0.75 | Copper | Records | No | Single Family | Unknown | 1941-05-13 | 0.75 | Non-Lead
331 Moulton St | Watertown | 13601 | No | Copper | Unknown | Records | 1941-04-25 | 0.75 | Copper | Records | No | Single Family | Unknown | 1954-09-17 | 0.75 | Non-Lead
335 Moulton St | Watertown | 13601 | No | Copper | Unknown | Records | 1941-04-16 | 0.75 |  |  | No | Single Family | Unknown |  |  |  | Unknown inside Data
445 Moulton St | Watertown | 13601 | No | Copper | Unknown | Records | 1940-03-20 | 0.75 | [8 empty] | Unknown Termination point
117 (Discontinued Service) Mullin St | Watertown | 13601 | No | Copper | Unknown | Records | 1938-10-01 | 0.75 | [8 empty] | Demolished and Discontinued 1961
118 (Vacant Lot) Mullin St | Watertown | 13601 | No | Copper | Unknown | Records | 1938-09-30 | 0.75 | [8 empty] | Demolished Unknown termination point
124 (Vacant Lot) Mullin St | Watertown | 13601 | No | Copper | Unknown | Records | 1938-12-06 | 1 | [8 empty] | Discontinued 7/27/1959
125 (Question This Is 121) Mullin St | Watertown | 13601 | No | Copper | Unknown | Records | 1938-12-07 | 1 |  |  | No | Multi Family | Unknown | 1921-10-21 | 1 |  | Unknown inside Data
130 (Vacant Lot) Mullin St | Watertown | 13601 | No | Copper | Unknown | Records | 1938-12-09 | 1 | [8 empty] | Demolished, Unknown termination point
131 Mullin St | Watertown | 13601 | No | Copper | Unknown | Records | 1938-09-30 | 1 |  | Records | No | Single Family | Unknown | 1923-09-25 | 1 |  | Unknown inside Data
134 Mullin St | Watertown | 13601 | No | Copper | Unknown | Records | 1938-12-08 | 1 |  |  | No | Business | Unknown |  |  |  | Unknown inside Data
137 Mullin St | Watertown | 13601 | No | Copper | Unknown | Records | 1931-04-21 | 1 | Copper | Records | No | Single Family | Unknown | 1931-04-21 | 1 | Non-Lead
143 Mullin St | Watertown | 13601 | No | Copper | Unknown | Records | 1935-08-27 | 0.75 | Copper | Records | No | Single Family | Unknown | 2007-10-02 | 1 | Non-Lead
146 (Vacant Lot) Mullin St | Watertown | 13601 | No | Copper | Unknown | Records | 1938-12-28 | 1 | [8 empty] | Demolished, Unknown termination point
150 (Vacant Lot) Mullin St | Watertown | 13601 | No | Copper | Unknown | Records | 1938-12-02 | 1 | [8 empty] | Demolished, Unknown termination point
151 Mullin St | Watertown | 13601 | No | Known Other | No | Records | 2012-03-27 | 4 | Known Other | Records | No | Business | Unknown | 2012-03-27 | 4 | Non-Lead | 4" D.I.P.
159 Mullin St | Watertown | 13601 | No | Copper | Unknown | Records | 1938-09-30 | 1 |  |  | No | Other | Unknown |  | 1 |  | Unknown inside Data
165 Mullin St | Watertown | 13601 | No | Copper | Unknown | Records | 1938-09-30 | 1 |  |  | No | Other | Unknown |  | 1 |  | Unknown inside Data
171 (Question Discontinued Service) Mullin St | Watertown | 13601 | No | Copper | Unknown | Records | 1938-12-28 | 1 | [8 empty] | Demolished, Unknown termination point
174 (Vacant Lot) Mullin St | Watertown | 13601 | No | Copper | Unknown | Records | 1931-11-14 | 0.75 | [8 empty] | Demolished, Unknown termination point
200 Mullin St | Watertown | 13601 | No | Copper | Unknown | Records | 1927-04-27 | 1 | Copper | Records | No | Business | Unknown | 1927-04-28 | 1 | Non-Lead
210 Mullin St | Watertown | 13601 | No | Copper | Unknown | Records | 1938-09-30 | 1 |  |  | No | Single Family | Unknown |  | 1 |  | Unknown inside Data
218-220 Mullin St | Watertown | 13601 | No | Copper | Unknown | Records | 1938-12-01 | 0.75 |  |  | No | Multi Family | Unknown |  | 0.75 |  | Unknown inside Data
221 Mullin St | Watertown | 13601 | No | Copper | Unknown | Records | 1938-11-30 | 0.75 |  |  | Unknown | Multi Family | Unknown |  | 0.75 |  | Unknown inside Data
222 Mullin St | Watertown | 13601 | No | Copper | Unknown | Records | 1953-06-15 | 0.75 | Copper | Records | No | Single Family | Unknown | 1953-06-15 | 0.75 | Non-Lead
225 Mullin St | Watertown | 13601 | No | Copper | Unknown | Records | 1936-04-22 | 1 |  |  | No | Single Family | Unknown |  | 1 |  | Unknown inside Data
228 Mullin St | Watertown | 13601 | No | Copper | Unknown | Records | 1937-09-28 | 0.75 | Copper | Records | No | Single Family | Unknown | 1937-09-28 | 0.75 | Non-Lead
232 Mullin St | Watertown | 13601 | No | Copper | Unknown | Records | 1938-09-30 | 1 |  |  | No | Single Family | Unknown |  | 1 |  | Unknown inside Data
233 Mullin St | Watertown | 13601 | No | Copper | Unknown | Records | 1938-10-03 | 1 | Copper | Records | No | Single Family | Unknown | 1926-06-01 | 1 | Non-Lead
236 Mullin St | Watertown | 13601 | No | Copper | Unknown | Records | 1938-11-28 | 1 | Copper | Records | No | Business | Unknown | 1927-04-11 | 1 | Non-Lead
237 Mullin St | Watertown | 13601 | No | Copper | Unknown | Records | 1938-11-22 | 1 | Copper | Records | No | Single Family | Unknown | 1926-07-16 | 1 | Non-Lead
241 Mullin St | Watertown | 13601 | No | Copper | Unknown | Records | 1936-01-22 | 1 | Copper | Records | No | Single Family | Unknown | 1936-01-22 | 1 | Non-Lead
247 Mullin St | Watertown | 13601 | No | Copper | Unknown | Records | 1936-08-12 | 0.75 | Copper | Records | No | Single Family | Unknown | 1936-08-13 | 0.75 | Non-Lead
255 Mullin St | Watertown | 13601 | No | Copper | Unknown | Records | 1938-11-21 | 1 | Copper | Records | No | Single Family | Unknown | 1958-08-06 | 1 | Non-Lead
258 Mullin St | Watertown | 13601 | No | Copper | Unknown | Records | 1938-09-30 | 1 | Copper | Records | No | Single Family | Unknown | 2019-06-12 | 0.75 | Non-Lead
259 Mullin St | Watertown | 13601 | No | Copper | Unknown | Records | 1935-01-06 | 1 | Copper | Records | No | Single Family | Unknown | 1935-01-06 | 1 | Non-Lead
261 Mullin St | Watertown | 13601 | No | Copper | Unknown | Records | 1930-09-23 | 1 | Copper | Records | No | Single Family | Unknown | 1930-09-23 | 1 | Non-Lead
266 Mullin St | Watertown | 13601 | No | Copper | Unknown | Records | 1936-04-14 | 0.75 | Copper | Records | No | Single Family | Unknown | 1936-04-14 | 0.75 | Non-Lead
270-272 Mullin St | Watertown | 13601 | No | Copper | Unknown | Records | 1935-06-12 | 1 | Copper | Records | No | Multi Family | Unknown | 1935-06-12 | 1 | Non-Lead
273 Mullin St | Watertown | 13601 | No | Copper | Unknown | Records | 1958-01-27 | 0.75 | Copper | Records | No | Single Family | Unknown | 1958-01-27 | 0.75 | Non-Lead
303 Mullin St | Watertown | 13601 | No | Copper | Unknown | Records | 1926-07-21 | 1 | Copper | Records | No | Single Family | Unknown | 1926-07-21 | 0.75 | Non-Lead
304 Mullin St | Watertown | 13601 | No | Copper | Unknown | Records | 1938-10-28 | 1 | Copper | Records | No | Multi Family | Unknown | 1987-07-06 | 1 | Non-Lead
308-310 Mullin St | Watertown | 13601 | No | Copper | Unknown | Records | 1938-09-30 | 0.75 | Copper | Records | No | Multi Family | Unknown | 1952-07-31 | 0.75 | Non-Lead
309 Mullin St | Watertown | 13601 | No | Copper | Unknown | Records | 1938-09-30 | 0.75 | Copper | Records | No | Multi Family | Unknown | 1997-04-28 | 0.75 | Non-Lead
312 Mullin St | Watertown | 13601 | No | Copper | Unknown | Records | 1937-10-13 | 0.75 | Copper | Records | No | Multi Family | Unknown | 1937-10-13 | 0.75 | Non-Lead
316 Mullin St | Watertown | 13601 | No | Copper | Unknown | Records | 1935-04-01 | 0.75 | Copper | Records | No | Single Family | Unknown | 1947-01-17 | 0.75 | Non-Lead
317 Mullin St | Watertown | 13601 | No | Copper | Unknown | Records | 1935-10-10 | 0.75 | Copper | Records | No | Multi Family | Unknown | 1936-05-21 | 0.75 | Non-Lead
320 Mullin St | Watertown | 13601 | No | Copper | Unknown | Records | 1938-09-30 | 0.75 |  |  | No | Single Family | Unknown |  | 0.75 |  | Unknown inside Data
327 Mullin St | Watertown | 13601 | Unknown | Known Other | Unknown | Records | 1948-06-02 | 4 | Known Other | Records | Yes | Business | Unknown | 1948-06-02 | 4 | Non-Lead
335 Mullin St | Watertown | 13601 | No | Copper | Unknown | Records | 1938-09-30 | 0.75 | Copper | Records | No | Single Family | Unknown | 1957-11-12 | 0.75 | Non-Lead
339 Mullin St | Watertown | 13601 | No | Copper | Unknown | Records | 1938-09-30 | 0.75 | Copper | Records | No | Single Family | Unknown | 1967-05-27 | 0.75 | Non-Lead
341 Mullin St | Watertown | 13601 | No | Copper | Unknown | Records | 2015-09-17 | 1 |  |  | No | Single Family | Unknown |  |  |  | Unknown inside Data, Fed off of Dimmick St
401 Mullin St | Watertown | 13601 | No | Copper | Unknown | Records | 1931-05-06 | 0.75 | Copper | Records | No | Single Family | Unknown | 2004-05-11 | 0.75 | Non-Lead | Fed off of S. Massey St
411 Mullin St W | Watertown | 13601 | No | Copper | Unknown | Records | 1937-10-14 | 0.75 | Copper | Records | No | Multi Family | Unknown | 1937-10-14 | 0.75 | Non-Lead
412-414 Mullin St W | Watertown | 13601 | No | Copper | Unknown | Records | 1937-10-14 | 0.75 | Copper | Records | No | Multi Family | Unknown | 1937-10-14 | 0.75 | Non-Lead
415 Mullin St W | Watertown | 13601 | No | Copper | Unknown | Records | 1937-10-13 | 0.75 | Copper | Records | No | Multi Family | Unknown | 1928-06-04 | 0.75 | Non-Lead
416 Mullin St W | Watertown | 13601 | No | Copper | Unknown | Records | 1937-10-13 | 0.75 | Copper | Records | No | Single Family | Unknown | 1937-05-31 | 0.75 | Non-Lead
418 (Rear) Mullin St W | Watertown | 13601 | No | Copper | Unknown | Records | 1937-09-28 | 0.75 | Copper | Records | No | Multi Family | Unknown | 2013-11-14 | 0.75 | Non-Lead
418-420 Mullin St W | Watertown | 13601 | No | Copper | Unknown | Records | 1937-10-25 | 0.75 | Copper | Records | No | Multi Family | Unknown | 1995-04-10 | 0.75 | Non-Lead
419 Mullin St W | Watertown | 13601 | No | Copper | Unknown | Records | 1937-10-14 | 0.75 | Copper | Records | No | Single Family | Unknown | 1937-10-14 | 0.75 | Non-Lead
421-423 Mullin St W | Watertown | 13601 | No | Copper | Unknown | Records | 1936-05-21 | 0.75 | Copper | Records | No | Multi Family | Unknown | 1936-05-25 | 0.75 | Non-Lead
424-426 Mullin St W | Watertown | 13601 | No | Copper | Unknown | Records | 1937-10-26 | 0.75 | Copper | Records | No | Multi Family | Unknown | 1948-04-13 | 0.75 | Non-Lead
427 Mullin St W | Watertown | 13601 | No | Copper | Unknown | Records | 1937-10-22 | 0.75 |  |  | No | Single Family | Unknown |  | 0.75 |  | Unknown inside Data
430 Mullin St W | Watertown | 13601 | No | Copper | Unknown | Records | 1937-09-28 | 0.75 | Copper | Records | No | Multi Family | Unknown | 1941-05-19 | 0.75 | Non-Lead
432-434 Mullin St W | Watertown | 13601 | No | Copper | No | Records | 1959-12-04 | 2 | Copper | Records | No | Multi Family | Unknown | 1959-12-04 | 2 | Non-Lead
435 Mullin St W | Watertown | 13601 | No | Copper | Unknown | Records | 1937-10-26 | 0.75 | Copper | Records | No | Single Family | Unknown | 1937-10-25 | 0.75 | Non-Lead
503 Mullin St W | Watertown | 13601 | No | Copper | Unknown | Records | 1934-04-01 | 0.75 |  |  | No | Single Family | Unknown |  | 0.75 |  | Unknown inside Data
507 Mullin St W | Watertown | 13601 | No | Copper | Unknown | Records | 1937-09-28 | 0.75 | Unknown |  | No | Single Family | Unknown |  | 0.75 | Unknown | Unknown inside Data
511 Mullin St W | Watertown | 13601 | No | Copper | Unknown | Records | 1934-04-02 | 0.75 | Copper | Records | No | Single Family | Unknown | 2000-03-03 | 0.75 | Non-Lead
514 Mullin St W | Watertown | 13601 | No | Copper | Unknown | Records | 1937-09-28 | 0.75 | Copper | Records | No | Single Family | Unknown | 1937-10-11 | 0.75 | Non-Lead
515 Mullin St W | Watertown | 13601 | No | Copper | Unknown | Records | 1926-06-10 | 0.75 |  | Records | No | Single Family | Unknown | 1922-09-23 | 0.75 |  | Unknown inside Data
517 Mullin St W | Watertown | 13601 | No | Copper | Unknown | Records | 1937-09-28 | 0.75 | Copper | Records | No | Single Family | Unknown | 1949-11-26 | 0.75 | Non-Lead
518 Mullin St W | Watertown | 13601 | No | Copper | Unknown | Records | 1937-09-28 | 0.75 | Copper | Records | No | Single Family | Unknown | 1937-09-28 | 0.75 | Non-Lead
519 Mullin St W | Watertown | 13601 | No | Copper | Unknown | Records | 1937-09-28 | 0.75 | Copper | Records | No | Single Family | Unknown | 1937-09-28 | 0.75 | Non-Lead
522 Mullin St W | Watertown | 13601 | No | Copper | Unknown | Records | 1937-09-28 | 0.75 | Copper | Records | No | Single Family | Unknown | 1957-08-05 | 0.75 | Non-Lead
524 Mullin St W | Watertown | 13601 | No | Copper | Unknown | Records | 1987-04-21 | 0.75 | Copper | Records | No | Single Family | Unknown | 1987-04-21 | 0.75 | Non-Lead
525 Mullin St W | Watertown | 13601 | No | Copper | Unknown | Records | 1937-10-14 | 0.75 | Copper | Records | No | Single Family | Unknown | 1937-10-14 | 0.75 | Non-Lead
526 Mullin St W | Watertown | 13601 | No | Copper | Unknown | Records | 1936-05-21 | 0.75 | Copper | Records | No | Single Family | Unknown | 1936-05-21 | 0.75 | Non-Lead
529 Mullin St W | Watertown | 13601 | No | Copper | Unknown | Records | 1934-07-26 | 0.75 | Copper | Records | No | Single Family | Unknown | 1937-10-11 | 0.75 | Non-Lead
530 Mullin St W | Watertown | 13601 | No | Copper | Unknown | Records | 1937-09-28 | 0.75 | Copper | Records | No | Single Family | Unknown | 1937-11-10 | 0.75 | Non-Lead
531 Mullin St W | Watertown | 13601 | No | Copper | Unknown | Records | 1937-09-28 | 0.75 | Copper | Records | No | Multi Family | Unknown | 1937-11-16 | 0.75 | Non-Lead
545 Mullin St W | Watertown | 13601 | No | Copper | Unknown | Field Insp | 1937-09-28 | 0.75 | Copper | Records | No | Single Family | Unknown | 2015-11-19 | 0.75 | Non-Lead
504 Mundy St | Watertown | 13601 | No | Copper | Unknown | Records | 1986-06-01 | 0.75 | Copper | Records | No | Multi Family | Unknown | 1945-09-14 | 0.75 | Non-Lead
507 Mundy St | Watertown | 13601 | No | Copper | Unknown | Records | 1986-06-01 | 0.75 |  |  | No | Single Family | Unknown |  | 0.75 |  | Unknown inside Data
508 Mundy St | Watertown | 13601 | No | Copper | Unknown | Records | 1986-06-01 | 0.75 | Copper | Records | No | Single Family | Unknown | 1998-05-18 | 0.75 | Non-Lead
512 Mundy St | Watertown | 13601 | No | Copper | Unknown | Records | 1986-06-01 | 0.75 | Copper | Records | No | Single Family | Unknown | 1997-12-05 | 0.75 | Non-Lead
513-515 Mundy St | Watertown | 13601 | No | Copper | Unknown | Records | 1986-06-01 | 0.75 | Copper | Records | No | Multi Family | Unknown | 1932-07-25 | 0.75 | Non-Lead
516 Mundy St | Watertown | 13601 | No | Copper | Unknown | Records | 1986-06-01 | 0.75 | Galvanized | Records | No | Single Family | Unknown |  | 0.75 | GSLRR | 14' of 3/4 copper cellar out Galvanized to c/s
519 Mundy St | Watertown | 13601 | No | Copper | Unknown | Records | 1986-06-01 | 0.75 | Copper | Records | No | Single Family | Unknown | 1931-08-19 | 0.75 | Non-Lead
520 Mundy St | Watertown | 13601 | No | Copper | Unknown | Records | 1986-06-01 | 0.75 | Copper | Records | No | Multi Family | Unknown | 1960-05-24 | 0.75 | Non-Lead
525-527 Mundy St | Watertown | 13601 | No | Copper | Unknown | Records | 1986-06-01 | 0.75 | Copper | Records | No | Multi Family | Unknown | 1981-04-01 | 0.75 | Non-Lead
526 Mundy St | Watertown | 13601 | No | Copper | Unknown | Records | 1986-06-01 | 0.75 | Copper | Records | No | Single Family | Unknown | 1949-08-09 | 0.75 | Non-Lead
528-530 Mundy St | Watertown | 13601 | No | Copper | Unknown | Records | 1986-06-01 | 0.75 | Copper | Records | No | Multi Family | Unknown | 1931-12-21 | 0.75 | Non-Lead
529 Mundy St | Watertown | 13601 | No | Copper | Unknown | Records | 1986-06-01 | 0.75 | Copper | Records | No | Multi Family | Unknown | 1960-03-07 | 0.75 | Non-Lead | Fed from 531- 533
531-533 (Front House) Mundy St | Watertown | 13601 | No | Copper | Unknown | Records | 1986-06-01 | 0.75 | Copper | Records | No | Multi Family | Unknown | 1954-07-07 | 0.75 | Non-Lead
533 (Rear House 529) Mundy St | Watertown | 13601 | No | Copper | Unknown | Records | 1986-06-01 | 0.75 | Copper | Records | No | Multi Family | Unknown | 1960-03-07 | 0.75 | Non-Lead | Fed from #531-#533
536 Mundy St | Watertown | 13601 | No | Copper | Unknown | Records | 1960-06-01 | 0.75 | Copper | Records | No | Single Family | Unknown | 1960-06-13 | 0.75 | Non-Lead | Fed off of Lynde St
537 Mundy St | Watertown | 13601 | No | Copper | Unknown | Records | 1945-07-02 | 0.75 | Copper | Records | No | Single Family | Unknown | 1945-07-02 | 0.75 | Non-Lead | Fed off of Lynde St
606 Mundy St | Watertown | 13601 | No | Copper | Unknown | Records | 1986-06-01 | 0.75 | Copper | Records | No | Single Family | Unknown | 1978-06-19 | 0.75 | Non-Lead
609 Mundy St | Watertown | 13601 | No | Copper | Unknown | Records | 1986-06-01 | 0.75 | Copper | Records | No | Multi Family | Unknown | 1989-10-13 | 0.75 | Non-Lead
610 Mundy St | Watertown | 13601 | No | Copper | Unknown | Records | 1986-06-01 | 0.75 | Copper | Records | No | Single Family | Unknown | 1973-06-18 | 0.75 | Non-Lead
615 Mundy St | Watertown | 13601 | No | Copper | Unknown | Records | 1986-06-01 | 0.75 | Copper | Records | No | Single Family | Unknown | 1957-10-29 | 0.75 | Non-Lead
616 Mundy St | Watertown | 13601 | No | Copper | Unknown | Records | 1986-06-01 | 0.75 | Copper | Records | No | Multi Family | Unknown | 2011-11-29 | 0.75 | Non-Lead
620 Mundy St | Watertown | 13601 | No | Copper | Unknown | Records | 1986-06-01 | 0.75 | Copper | Records | No | Single Family | Unknown | 1932-08-29 | 0.75 | Non-Lead
621 Mundy St | Watertown | 13601 | No | Copper | Unknown | Records | 1986-06-01 | 0.75 | Copper | Records | No | Multi Family | Unknown | 1976-11-16 | 0.75 | Non-Lead
624-626 Mundy St | Watertown | 13601 | No | Copper | Unknown | Records | 1986-06-01 | 0.75 |  |  | No | Multi Family | Unknown |  | 0.75 |  | Unknown inside Data
625 Mundy St | Watertown | 13601 | No | Copper | Unknown | Records | 1986-06-01 | 1 | Copper | Records | No | Multi Family | Unknown | 1929-04-23 | 1 | Non-Lead
628 Mundy St | Watertown | 13601 | No | Copper | Unknown | Records | 1986-06-01 | 0.75 | Copper | Records | No | Single Family | Unknown | 1946-03-16 | 0.75 | Non-Lead
629 Mundy St | Watertown | 13601 | No | Copper | Unknown | Records | 1986-06-01 | 0.75 | Copper | Records | No | Single Family | Unknown | 1936-08-12 | 0.75 | Non-Lead
632 Mundy St | Watertown | 13601 | No | Copper | Unknown | Records | 1986-06-01 | 0.75 | Copper | Records | No | Single Family | Unknown | 1959-08-06 | 0.75 | Non-Lead
633 Mundy St | Watertown | 13601 | No | Copper | Unknown | Records | 1986-06-01 | 0.75 | Copper | Records | No | Single Family | Unknown | 1951-08-13 | 0.75 | Non-Lead
634 Mundy St | Watertown | 13601 | No | Copper | Unknown | Records | 1986-06-01 | 0.75 | Copper | Records | No | Single Family | Unknown | 2014-03-06 | 0.75 | Non-Lead
635 Mundy St | Watertown | 13601 | No | Copper | Unknown | Records | 1986-06-01 | 0.75 | Copper | Records | No | Single Family | Unknown | 1945-06-05 | 0.75 | Non-Lead
638 Mundy St | Watertown | 13601 | No | Copper | Unknown | Records | 1986-06-01 | 0.75 | Copper | Records | No | Single Family | Unknown | 1959-10-08 | 0.75 | Non-Lead
639 Mundy St | Watertown | 13601 | No | Copper | Unknown | Records | 1986-06-01 | 0.75 | Copper | Records | No | Multi Family | Unknown | 1953-09-16 | 0.75 | Non-Lead
642 Mundy St | Watertown | 13601 | No | Copper | Unknown | Records | 1986-06-01 | 0.75 | Copper | Records | No | Single Family | Unknown | 1929-08-19 | 0.75 | Non-Lead
643 Mundy St | Watertown | 13601 | No | Copper | Unknown | Records | 1986-06-01 | 0.75 |  |  | No | Multi Family | Unknown |  | 0.75 |  | Unknown inside Data
644 Mundy St | Watertown | 13601 | No | Copper | Unknown | Records | 1986-06-01 | 0.75 | Copper | Records | No | Single Family | Unknown | 1929-09-19 | 0.75 | Non-Lead
647 Mundy St | Watertown | 13601 | No | Copper | Unknown | Records | 1986-06-01 | 0.75 | Copper | Records | No | Multi Family | Unknown | 1957-06-12 | 0.75 | Non-Lead
1001 Myrtle Ave | Watertown | 13601 | No | Copper | Unknown | Records | 1972-07-01 | 0.75 | Copper | Records | No | Single Family | Unknown | 1930-06-13 | 0.75 | Non-Lead
1002 Myrtle Ave | Watertown | 13601 | No | Copper | Unknown | Records | 1972-06-01 | 0.75 | Copper | Records | No | Single Family | Unknown | 2019-03-14 | 0.75 | Non-Lead
1005 Myrtle Ave | Watertown | 13601 | No | Copper | Unknown | Records | 2011-05-19 | 1 | Copper | Records | No | Single Family | Unknown | 2011-05-20 | 1 | Non-Lead
1006 Myrtle Ave | Watertown | 13601 | No | Copper | Unknown | Records | 1972-06-01 | 0.75 | Copper | Records | No | Single Family | Unknown | 1984-06-05 | 0.75 | Non-Lead
1008-1010 Myrtle Ave | Watertown | 13601 | No | Copper | Unknown | Records | 1972-06-01 | 0.75 | Copper | Records | No | Multi Family | Unknown | 1954-07-20 | 0.75 | Non-Lead
1009 Myrtle Ave | Watertown | 13601 | No | Copper | Unknown | Records | 1972-06-01 | 0.75 | Copper | Records | No | Single Family | Unknown | 1928-10-25 | 0.75 | Non-Lead
1013 Myrtle Ave | Watertown | 13601 | No | Copper | Unknown | Records | 1972-06-01 | 0.75 | Copper | Records | No | Single Family | Unknown | 2014-05-12 | 0.75 | Non-Lead
1014 Myrtle Ave | Watertown | 13601 | No | Copper | Unknown | Records | 2003-08-21 | 0.75 | Copper | Records | No | Single Family | Unknown | 2003-08-21 | 0.75 | Non-Lead
1017 Myrtle Ave | Watertown | 13601 | No | Copper | Unknown | Records | 1972-06-01 | 0.75 | Copper | Records | No | Single Family | Unknown | 1972-01-25 | 0.75 | Non-Lead
1021 Myrtle Ave | Watertown | 13601 | No | Copper | Unknown | Records | 1985-10-09 | 0.75 | Copper | Records | No | Single Family | Unknown | 1985-10-09 | 0.75 | Non-Lead
1022 Myrtle Ave | Watertown | 13601 | No | Copper | Unknown | Records | 1945-07-10 | 0.75 | Copper | Records | No | Multi Family | Unknown | 1945-07-10 | 0.75 | Non-Lead
1103 Myrtle Ave | Watertown | 13601 | No | Copper | Unknown | Records | 1983-07-12 | 0.75 | Copper | Records | No | Single Family | Unknown | 1983-07-12 | 0.75 | Non-Lead | Fed off of Bishop St
1107 Myrtle Ave | Watertown | 13601 | No | Copper | Unknown | Records | 1972-06-01 | 0.75 | Copper | Records | No | Single Family | Unknown | 1950-07-17 | 0.75 | Non-Lead
1111 Myrtle Ave | Watertown | 13601 | No | Copper | Unknown | Records | 1972-06-01 | 0.75 | Copper | Records | No | Single Family | Unknown | 1929-06-03 | 0.75 | Non-Lead
1123 Myrtle Ave | Watertown | 13601 | No | Copper | Unknown | Records | 1929-10-10 | 0.75 | Copper | Records | No | Single Family | Unknown | 1929-10-10 | 0.75 | Non-Lead | Fed off of Thompson Blvd
1215 Myrtle Ave | Watertown | 13601 | No | Copper | No | Records | 1946-05-23 | 0.75 | Copper | Records | No | Single Family | Unknown | 1946-05-23 | 0.75 | Non-Lead
1221 Myrtle Ave | Watertown | 13601 | No | Copper | No | Records | 1956-08-02 | 0.75 | Copper | Records | No | Single Family | Unknown | 1956-08-02 | 0.75 | Non-Lead
709-711 Myrtle Ave | Watertown | 13601 | No | Copper | Unknown | Records | 1972-06-01 | 0.75 | Copper | Records | No | Multi Family | Unknown | 1953-12-16 | 0.75 | Non-Lead
713 Myrtle Ave | Watertown | 13601 | No | Copper | Unknown | Records | 1972-06-01 | 0.75 | Copper | Records | No | Multi Family | Unknown | 2004-07-01 | 0.75 | Non-Lead
714 Myrtle Ave | Watertown | 13601 | No | Copper | Unknown | Records | 1972-06-01 | 0.75 | Copper | Records | No | Single Family | Unknown | 1952-10-25 | 0.75 | Non-Lead
717 Myrtle Ave | Watertown | 13601 | No | Copper | Unknown | Records | 1972-06-01 | 0.75 |  |  | No | Multi Family | Unknown |  | 0.75 |  | Unknown inside Data
720 Myrtle Ave | Watertown | 13601 | No | Copper | Unknown | Records | 1972-06-01 | 0.75 | Copper | Records | No | Single Family | Unknown | 1949-11-29 | 0.75 | Non-Lead
721 Myrtle Ave | Watertown | 13601 | No | Copper | Unknown | Records | 1972-06-01 | 0.75 | Copper | Records | No | Single Family | Unknown | 1965-06-10 | 0.75 | Non-Lead
724 Myrtle Ave | Watertown | 13601 | No | Copper | Unknown | Records | 1972-06-01 | 0.75 | Copper | Records | No | Single Family | Unknown | 1926-04-27 | 0.75 | Non-Lead
725 Myrtle Ave | Watertown | 13601 | No | Copper | Unknown | Records | 1972-06-01 | 0.75 | Copper | Records | No | Single Family | Unknown | 1928-07-13 | 0.75 | Non-Lead
731 Myrtle Ave | Watertown | 13601 | No | Copper | Unknown | Records | 1972-06-01 | 0.75 |  |  | No | Single Family | Unknown |  | 0.75 |  | Unknown inside Data
735 Myrtle Ave | Watertown | 13601 | No | Copper | Unknown | Records | 1972-06-01 | 0.75 |  |  | No | Single Family | Unknown |  | 0.75 |  | Unknown inside Data
741 Myrtle Ave | Watertown | 13601 | No | Copper | Unknown | Records | 1972-06-01 | 0.75 | Copper | Records | No | Single Family | Unknown | 1940-11-08 | 0.75 | Non-Lead
802 Myrtle Ave | Watertown | 13601 | No | Copper | Unknown | Records | 1962-08-17 | 0.75 | Copper | Records | No | Multi Family | Unknown | 1935-09-19 | 0.75 | Non-Lead
803 Myrtle Ave | Watertown | 13601 | No | Copper | Unknown | Records | 1972-06-01 | 0.75 | Copper | Records | No | Single Family | Unknown | 1968-09-24 | 0.75 | Non-Lead
807 Myrtle Ave | Watertown | 13601 | No | Copper | Unknown | Records | 1972-06-01 | 0.75 | Copper | Records | No | Single Family | Unknown | 1959-05-25 | 0.75 | Non-Lead
811 Myrtle Ave | Watertown | 13601 | No | Copper | Unknown | Records | 1972-06-01 | 0.75 | Copper | Records | No | Single Family | Unknown | 1941-09-27 | 0.75 | Non-Lead
812 Myrtle Ave | Watertown | 13601 | No | Copper | Unknown | Records | 1972-06-01 | 0.75 | Copper | Records | No | Single Family | Unknown | 1954-08-12 | 0.75 | Non-Lead
813 Myrtle Ave | Watertown | 13601 | No | Copper | Unknown | Records | 1972-06-01 | 0.75 | Copper | Records | No | Multi Family | Unknown | 1945-10-25 | 1 | Non-Lead
818 Myrtle Ave | Watertown | 13601 | No | Copper | Unknown | Records | 1972-06-01 | 0.75 | Copper | Records | No | Multi Family | Unknown | 1939-09-13 | 0.75 | Non-Lead
823 Myrtle Ave | Watertown | 13601 | No | Copper | Unknown | Records | 1972-06-01 | 0.75 | Copper | Records | No | Single Family | Unknown | 1971-08-19 | 0.75 | Non-Lead
827 Myrtle Ave | Watertown | 13601 | No | Copper | Unknown | Records | 1972-06-01 | 0.75 | Copper | Records | No | Single Family | Unknown | 1971-07-16 | 0.75 | Non-Lead
831 Myrtle Ave | Watertown | 13601 | No | Copper | Unknown | Records | 1972-06-01 | 0.75 | Copper | Records | No | Single Family | Unknown | 1960-08-26 | 0.75 | Non-Lead
832 Myrtle Ave | Watertown | 13601 | No | Copper | Unknown | Records | 1972-06-01 | 1 | Copper | Records | No | Multi Family | Unknown | 1964-10-22 | 1 | Non-Lead
835 Myrtle Ave | Watertown | 13601 | No | Copper | Unknown | Records | 1972-06-01 | 0.75 | Copper | Records | No | Single Family | Unknown | 1971-08-09 | 0.75 | Non-Lead
838 Myrtle Ave | Watertown | 13601 | No | Copper | Unknown | Records | 1972-06-01 | 0.75 | Copper | Records | No | Single Family | Unknown | 2007-09-20 | 0.75 | Non-Lead
839 Myrtle Ave | Watertown | 13601 | No | Copper | Unknown | Records | 1972-06-01 | 0.75 | Copper | Records | No | Single Family | Unknown | 1971-07-13 | 0.75 | Non-Lead
842 Myrtle Ave | Watertown | 13601 | No | Copper | Unknown | Records | 1971-06-01 | 0.75 | Copper | Records | No | Single Family | Unknown | 2012-10-04 | 0.75 | Non-Lead
843 Myrtle Ave | Watertown | 13601 | No | Copper | Unknown | Records | 1972-06-01 | 0.75 |  |  | No | Single Family | Unknown |  |  |  | Unknown inside Data
846 Myrtle Ave | Watertown | 13601 | No | Copper | Unknown | Records | 1972-06-01 | 0.75 | Copper | Records | No | Single Family | Unknown | 1953-08-25 | 0.75 | Non-Lead
847 Myrtle Ave | Watertown | 13601 | No | Copper | Unknown | Records | 1972-06-01 | 0.75 |  |  | No | Single Family | Unknown |  | 0.75 |  | Unknown inside Data
851 Myrtle Ave | Watertown | 13601 | No | Copper | Unknown | Records | 1972-06-01 | 0.75 |  |  | No | Single Family | Unknown |  | 0.75 |  | Unknown inside Data
852 Myrtle Ave | Watertown | 13601 | No | Copper | Unknown | Records | 1952-01-21 | 0.75 | Copper | Records | No | Single Family | Unknown | 1952-01-21 | 0.75 | Non-Lead | Fed off of Haley St
901 Myrtle Ave | Watertown | 13601 | No | Copper | Unknown | Records | 1972-06-01 | 0.75 | Copper | Records | No | Single Family | Unknown | 1972-08-08 | 0.75 | Non-Lead
902 Myrtle Ave | Watertown | 13601 | No | Copper | Unknown | Records | 1931-06-17 | 0.75 | Copper | Records | No | Multi Family | Unknown | 1958-11-20 | 0.75 | Non-Lead | Fed off of Haley St
905 Myrtle Ave | Watertown | 13601 | No | Copper | Unknown | Records | 1972-06-01 | 0.75 | Copper | Records | No | Single Family | Unknown | 1972-06-13 | 0.75 | Non-Lead
906 Myrtle Ave | Watertown | 13601 | No | Copper | Unknown | Records | 1972-06-01 | 0.75 | Copper | Records | No | Single Family | Unknown | 1953-05-25 | 0.75 | Non-Lead
909 Myrtle Ave | Watertown | 13601 | No | Copper | Unknown | Records | 1972-06-01 | 0.75 |  |  | No | Single Family | Unknown |  | 0.75 |  | Unknown inside Data
910 Myrtle Ave | Watertown | 13601 | No | Copper | Unknown | Records | 1972-06-01 | 0.75 | Copper | Records | No | Single Family | Unknown | 1983-08-11 | 0.75 | Non-Lead
913 Myrtle Ave | Watertown | 13601 | No | Copper | Unknown | Records | 1972-06-01 | 0.75 | Copper | Records | No | Single Family | Unknown | 1970-05-18 | 0.75 | Non-Lead
914 Myrtle Ave | Watertown | 13601 | No | Copper | Unknown | Records | 1972-06-01 | 0.75 |  |  | No | Single Family | Unknown |  | 0.75 |  | Unknown inside Data
917 Myrtle Ave | Watertown | 13601 | No | Copper | Unknown | Records | 1972-06-01 | 0.75 |  |  | No | Single Family | Unknown |  | 0.75 |  | Unknown inside Data
Renew Service Wiley School Myrtle Ave | Watertown | 13601 | No | Known Other | Unknown | Records | 1999-08-27 | 4 | [8 empty] | Changed Valve to Building
W H S Field House Myrtle Ave | Watertown | 13601 | No | Known Other | No | Records | 1974-07-08 | 4 | [8 empty] | Tapped Main for 4" service
700 Nellis St | Watertown | 13601 | No | Copper | Unknown | Records | 2018-06-01 | 1 | Copper | Records | No | Multi Family | Unknown | 1993-04-20 | 1 | Non-Lead
704-706 Nellis St | Watertown | 13601 | No | Copper | Unknown | Records | 1930-09-12 | 0.75 | Copper | Records | No | Multi Family | Unknown | 1995-03-29 | 0.75 | Non-Lead
710 Nellis St | Watertown | 13601 | No | Copper | Unknown | Records | 1974-12-18 | 0.75 |  |  | No | Single Family | Unknown | 1924-09-13 | 0.75 |  | Unknown inside Data
713 Nellis St | Watertown | 13601 | No | Copper | Unknown | Records | 1944-09-15 | 0.75 | Copper | Records | No | Single Family | Unknown | 1944-09-15 | 0.75 | Non-Lead
714 Nellis St | Watertown | 13601 | No | Copper | Unknown | Records | 1955-07-29 | 0.75 | Copper | Records | No | Single Family | Unknown | 1955-07-29 | 0.75 | Non-Lead
717 Nellis St | Watertown | 13601 | No | Copper | Unknown | Records | 2007-05-09 | 0.75 | Copper | Records | No | Single Family | Unknown | 2007-05-01 | 0.75 | Non-Lead
718 Nellis St | Watertown | 13601 | No | Copper | Yes | Records | 2019-06-18 | 1 | Copper | Records | No | Single Family | Unknown | 2019-06-19 | 0.75 | Non-Lead | LRP
721 Nellis St | Watertown | 13601 | No | Copper | Unknown | Records | 1941-11-26 | 0.75 | Copper | Records | No | Single Family | Unknown | 1941-11-26 | 0.75 | Non-Lead
722 Nellis St | Watertown | 13601 | Unknown | Unknown | Unknown | Records | 1924-10-29 | 0.75 |  |  | Unknown | Single Family | Unknown |  |  |  | Unknown Data inside and City side
723-725 Nellis St | Watertown | 13601 | No | Copper | Unknown | Records | 1979-07-19 | 0.75 | Copper | Records | No | Multi Family | Unknown | 1979-07-19 | 0.75 | Non-Lead
724-726 Nellis St | Watertown | 13601 | No | Copper | Unknown | Records | 1948-08-14 | 0.75 | Copper | Records | No | Multi Family | Unknown | 1948-08-14 | 0.75 | Non-Lead
729 Nellis St | Watertown | 13601 | No | Copper | Unknown | Records | 1956-08-06 | 0.75 | Copper | Records | No | Single Family | Unknown | 1956-08-06 | 0.75 | Non-Lead
731 Nellis St | Watertown | 13601 | No | Copper | Unknown | Records | 2015-04-13 | 0.75 | Copper | Records | No | Single Family | Unknown | 2015-04-10 | 0.75 | Non-Lead
739 Nellis St | Watertown | 13601 | No | Copper | Unknown | Records | 1985-06-01 | 0.75 | Copper | Records | No | Single Family | Unknown | 1952-07-07 | 0.75 | Non-Lead | Fed off of Brainard St
508-510 New York Ave | Watertown | 13601 | No | Copper | Unknown | Records | 1934-02-27 | 0.75 | Copper | Records | No | Multi Family | Unknown | 1934-03-17 | 0.75 | Non-Lead
509 New York Ave | Watertown | 13601 | No | Copper | Unknown | Records | 1934-03-17 | 0.75 | Galvanized |  | No | Single Family | Unknown |  | 0.75 | GSLRR | Unknown inside Data
513 New York Ave | Watertown | 13601 | No | Copper | Unknown | Records | 1968-04-30 | 0.75 | Copper | Records | No | Single Family | Unknown | 1968-04-30 | 0.75 | Non-Lead
517 New York Ave | Watertown | 13601 | No | Copper | Unknown | Records | 1961-06-08 | 0.75 | Copper | Records | No | Single Family | Unknown | 1961-06-08 | 0.75 | Non-Lead
521 New York Ave | Watertown | 13601 | No | Copper | Unknown | Records | 1952-12-29 | 0.75 | Copper | Records | No | Multi Family | Unknown | 1988-11-02 | 0.75 | Non-Lead
522 New York Ave | Watertown | 13601 | No | Copper | Unknown | Records | 1950-05-19 | 0.75 | Copper | Records | No | Single Family | Unknown | 1950-05-19 | 0.75 | Non-Lead | Fed off of Summer St
527-529 New York Ave | Watertown | 13601 | No | Copper | Unknown | Records | 1965-10-11 | 0.75 | Copper | Records | No | Multi Family | Unknown | 1965-10-11 | 0.75 | Non-Lead
606 New York Ave | Watertown | 13601 | No | Copper | Unknown | Records | 1934-06-21 | 0.75 | Unknown | Records | No | Single Family | Unknown | 1934-06-21 | 0.75 | Unknown | Unknown inside Data
609 New York Ave | Watertown | 13601 | No | Copper | Unknown | Records | 1957-12-27 | 0.75 | Copper | Records | No | Single Family | Unknown | 1957-12-27 | 0.75 | Non-Lead
615 New York Ave | Watertown | 13601 | No | Copper | Unknown | Records | 1939-11-03 | 0.75 |  | Records | No | Single Family | Unknown | 1939-11-02 | 0.75
618 New York Ave | Watertown | 13601 | Unknown | Unknown | Unknown | Records | 1921-09-26 | 0.75 | Copper | Records | Unknown | Single Family | Unknown | 1987-01-13 | 0.75 | Unknown | Unknown City side Data
619 New York Ave | Watertown | 13601 | No | Copper | Unknown | Records | 1962-07-02 | 0.75 | Copper | Records | No | Single Family | Unknown | 1962-07-02 | 0.75 | Non-Lead
623 New York Ave | Watertown | 13601 | No | Copper | Unknown | Records | 1955-06-02 | 0.75 | Copper | Records | No | Single Family | Unknown | 1955-06-02 | 0.75 | Non-Lead
627 New York Ave | Watertown | 13601 | No | Copper | Unknown | Records | 1949-10-14 | 0.75 | Copper | Records | No | Single Family | Unknown | 1949-10-13 | 0.75 | Non-Lead
628 New York Ave | Watertown | 13601 | No | Copper | Unknown | Records | 1962-05-17 | 0.75 |  |  | No | Single Family | Unknown |  |  |  | Unknown inside Data
631 (Vacant Lot) New York Ave | Watertown | 13601 | No | Copper | No | Records | 1958-05-29 | 0.75 | [8 empty] | Vacant lot 3/4 Copper Hot main to C/S
100 Newell St | Watertown | 13601 | Unknown | Known Other | Unknown | Records | 1953-02-11 | 4 | [8 empty] | Fire Service 4"
108 Newell St | Watertown | 13601 | No | Copper | Unknown | Records | 1979-05-02 | 0.75 | [8 empty] | Demolished, Unknown termination point
122-134 Newell St | Watertown | 13601 | No | Copper | Unknown | Records | 1956-06-21 | 1 | [8 empty] | Demolished Unknown termination point
140 Newell St | Watertown | 13601 | No | Copper | Unknown | Records | 1982-07-10 | 1 | Copper | Records | No | Business | Unknown | 1984-07-10 | 1 | Non-Lead
424 Newell St | Watertown | 13601 | No | Copper | Unknown | Records | 1954-09-13 | 0.75 | Copper | Records | No | Business | Unknown | 1954-09-13 | 0.75 | Non-Lead
438 Newell St | Watertown | 13601 | No | Copper | Unknown | Records | 1977-05-11 | 0.75 | Copper | Records | No | Business | Unknown | 1977-05-11 | 0.75 | Non-Lead
489 (482 Black River Walkway) Newell St | Watertown | 13601 | No | Copper | Unknown | Records | 1966-09-30 | 1 | Copper | Records | No | Business | Unknown | 1966-11-28 | 1 | Non-Lead
497 Newell St | Watertown | 13601 | No | Copper | Unknown | Records | 2002-09-13 | 1 | Copper | Records | No | Multi Family | Unknown | 2002-09-13 | 1 | Non-Lead | 6" C.I. Fire service 10/15/1949
500 Newell St | Watertown | 13601 | No | Known Other | Unknown | Records | 2000-11-28 | 4 | Known Other | Records | No | Business | Unknown | 2000-11-28 | 4 | Non-Lead | 4" D.I.P. Domestic-Fire service
517 Newell St | Watertown | 13601 | Unknown | Unknown | Unknown |  |  |  | Unknown |  | Unknown | Business | Unknown |  |  | Unknown | Unknown Data inside and City side
521 Newell St | Watertown | 13601 | No | Copper | Unknown | Records | 2008-10-20 | 1.5 | Copper | Records | No | Business | None | 2008-10-20 | 1.5 | Non-Lead | 6" Fire 4" Fire 3/4 copper
522-542 (Parking Lot) Newell St | Watertown | 13601 | Unknown | Known Other | Unknown | Records | 1922-10-30 | 6 | [8 empty] | Demolished 6" C.I.P. Unknown termination point
544-552 Newell St | Watertown | 13601 | No | Known Other | No | Records | 2004-10-07 | 6 | Known Other | Records | No | Business | Unknown | 2004-10-07 | 6 | Non-Lead | 6" D.I.P.
547-551 Newell St | Watertown | 13601 | No | Copper | Yes | Records | 1932-07-06 | 0.75 | [8 empty] | Demolished, Unknown termination point
Veterans Memorial Walkway Newell St | Watertown | 13601 | No | Copper | No | Records | 1993-06-29 | 2 | Copper | Records | No | Other | None | 1993-06-29 | 2 | Non-Lead | Bathhouse
401 Newman Dr | Watertown | 13601 | No | Copper | No | Records | 1968-11-27 | 0.75 | Copper | Records | No | Single Family | Unknown | 1968-11-27 | 0.75 | Non-Lead
402 Newman Dr | Watertown | 13601 | No | Copper | No | Records | 1968-12-04 | 0.75 | Copper | Records | No | Single Family | Unknown | 1968-12-04 | 0.75 | Non-Lead
411 Newman Dr | Watertown | 13601 | No | Copper | No | Records | 1991-08-01 | 1 | Copper | Records | No | Single Family | Unknown | 1991-08-01 | 1 | Non-Lead
412 Newman Dr | Watertown | 13601 | No | Copper | No | Records | 1975-05-12 | 0.75 | Unknown | Records | No | Single Family | Unknown | 1975-07-10 | 0.75 | Unknown | Unknown inside Data
417 Newman Dr | Watertown | 13601 | No | Copper | No | Records | 1974-09-26 | 0.75 | Copper | Records | No | Single Family | Unknown | 1974-09-26 | 0.75 | Non-Lead
420 Newman Dr | Watertown | 13601 | No | Copper | No | Records | 1974-07-18 | 0.75 | Copper | Records | No | Single Family | Unknown | 1974-07-18 | 0.75 | Non-Lead
425 Newman Dr | Watertown | 13601 | No | Copper | No | Records | 2000-09-20 | 1 | Copper | Records | No | Single Family | Unknown | 2000-09-20 | 0.75 | Non-Lead
428 Newman Dr | Watertown | 13601 | No | Copper | No | Records | 1968-10-14 | 0.75 | Copper | Records | No | Single Family | Unknown | 1968-10-14 | 0.75 | Non-Lead
433 Newman Dr | Watertown | 13601 | No | Copper | No | Records | 1986-09-17 | 0.75 | Copper | Records | No | Single Family | Unknown | 1986-09-17 | 0.75 | Non-Lead
436 Newman Dr | Watertown | 13601 | No | Copper | No | Records | 1971-06-18 | 0.75 | Copper | Records | No | Single Family | Unknown | 1971-06-18 | 0.75 | Non-Lead
441 Newman Dr | Watertown | 13601 | No | Copper | No | Records | 1985-11-07 | 0.75 | Copper | Records | No | Single Family | Unknown | 1985-11-07 | 0.75 | Non-Lead
444 Newman Dr | Watertown | 13601 | No | Copper | No | Records | 1977-09-09 | 0.75 | Copper | Records | No | Single Family | Unknown | 1977-09-09 | 0.75 | Non-Lead
449 Newman Dr | Watertown | 13601 | No | Copper | No | Records | 1986-04-16 | 0.75 | Copper | Records | No | Single Family | Unknown | 1986-04-16 | 0.75 | Non-Lead
452 Newman Dr | Watertown | 13601 | No | Copper | No | Records | 1986-11-17 | 0.75 | Copper | Records | No | Single Family | Unknown | 1986-11-17 | 0.75 | Non-Lead
457 Newman Dr | Watertown | 13601 | No | Copper | No | Records | 1984-10-10 | 0.75 | Copper | Records | No | Single Family | Unknown | 1984-10-10 | 0.75 | Non-Lead
464 Newman Dr | Watertown | 13601 | No | Copper | No | Records | 1981-06-18 | 0.75 | Copper | Records | No | Single Family | Unknown | 1981-06-18 | 0.75 | Non-Lead
903 North St | Watertown | 13601 | No | Copper | No | Records | 1994-02-11 | 1 | [8 empty] | Demolished, Shared line with 907
907 North St | Watertown | 13601 | No | Copper | No | Records | 1994-02-11 | 1 | Copper | Records | No | Single Family | Unknown | 1994-02-11 | 0.75 | Non-Lead
1207 Ohio St | Watertown | 13601 | No | Copper | Unknown | Records | 1994-10-03 | 0.75 | Copper | Records | No | Single Family | Unknown | 1994-10-03 | 0.75 | Non-Lead
1211 Ohio St | Watertown | 13601 | No |  | Unknown | Records | 1935-12-04 | 0.75 | Copper | Records | No | Single Family | Unknown | 1967-01-09 | 0.75 |  | Unknown city side material
1215 Ohio St | Watertown | 13601 | No | Copper | Unknown | Records | 1935-12-04 | 0.75 | Copper | Records | No | Single Family | Unknown | 2011-06-16 | 0.75 | Non-Lead
1304 Ohio St | Watertown | 13601 | No | Copper | No | Records | 1996-09-27 | 1 | Copper | Records | No | Single Family | Unknown | 1952-07-12 | 0.75 | Non-Lead | Fed off of Michigan Ave
1333 Ohio St | Watertown | 13601 | No | Copper | No | Records | 2003-06-18 | 1 | Copper | Records | No | Single Family | Unknown | 2003-06-18 | 0.75 | Non-Lead
1341 Ohio St | Watertown | 13601 | No | Copper | No | Records | 1947-06-21 | 0.75 | Copper | Records | No | Single Family | Unknown | 1947-06-21 | 0.75 | Non-Lead
1401 Ohio St | Watertown | 13601 | No | Copper | No | Records | 1989-05-31 | 1 | Copper | Records | No | Single Family | None | 1989-05-31 | 1 | Non-Lead | Fed off of Colorado Ave 8"
1415 Ohio St | Watertown | 13601 | No | Copper | No | Records | 1996-09-26 | 0.75 | Copper | Records | No | Single Family | Unknown | 1996-09-26 | 0.75 | Non-Lead | Fed off of Wyoming Ave
1502 Ohio St | Watertown | 13601 | No | Copper | Unknown | Records | 1963-04-20 | 0.75 | Copper | Records | No | Single Family | Unknown | 1963-04-20 | 0.75 | Non-Lead
1510 Ohio St | Watertown | 13601 | No | Copper | No | Records | 1961-08-01 | 0.75 | Copper | Records | No | Single Family | Unknown | 1961-08-11 | 0.75 | Non-Lead
1522 Ohio St | Watertown | 13601 | No | Copper | No | Records | 1985-07-08 | 0.75 | Copper | Records | No | Single Family | Unknown | 1985-07-08 | 0.75 | Non-Lead
1537 Ohio St | Watertown | 13601 | No | Known Other | No | Records | 1958-07-07 | 3 | Known Other | Records | No | School Childcare | Unknown | 1958-07-07 | 3 | Non-Lead
1538 Ohio St | Watertown | 13601 | No | Copper | No | Records | 1963-04-19 | 0.75 | Copper | Records | No | Single Family | Unknown | 1963-04-19 | 0.75 | Non-Lead
1604 Ohio St | Watertown | 13601 | No | Copper | No | Records | 1963-09-25 | 0.75 | Copper | Records | No | Single Family | Unknown | 1963-09-25 | 0.75 | Non-Lead
1610 Ohio St | Watertown | 13601 | No | Copper | No | Records | 1964-10-05 | 0.75 | Copper | Records | No | Single Family | Unknown | 1964-10-05 | 0.75 | Non-Lead
1616 Ohio St | Watertown | 13601 | No | Copper | No | Records | 1959-05-29 | 0.75 | Copper | Records | No | Single Family | Unknown | 1959-05-29 | 0.75 | Non-Lead
1619 Ohio St | Watertown | 13601 | No | Copper | No | Records | 1969-11-21 | 2 | Copper | Records | No | Business | Unknown | 2012-09-28 | 0.75 | Non-Lead
1630 Ohio St | Watertown | 13601 | No | Copper | No | Records | 1964-04-28 | 0.75 | Copper | Records | No | Single Family | Unknown | 1964-04-28 | 0.75 | Non-Lead | Fed off of Monroe Ave
1635 Ohio St | Watertown | 13601 | No | Known Other | No | Records | 2002-06-17 | 6 | Known Other | Records | No | School Childcare | Unknown | 2002-06-17 | 6 | Non-Lead | 6" D.I.P. Fire/Domestic
1640 Ohio St | Watertown | 13601 | No | Copper | No | Records | 1970-09-29 | 1 | Copper | Records | No | Single Family | Unknown | 1970-09-29 | 1 | Non-Lead
Old Ball Field Behind Jeans Beans Ohio St | Watertown | 13601 | No | Copper | No | Records | 1950-06-01 | 0.75 | [8 empty] | 3/4 service Hot Main to C/S
510 Olive St | Watertown | 13601 | No | Copper | Unknown |  | 1946-10-03 | 0.75 | [8 empty] | Demolished Unknown Address Location
511 Olive St | Watertown | 13601 | No | Copper | Unknown | Records | 1990-09-01 | 1 |  |  | No | Single Family | Unknown | 1924-04-17 | 0.75 |  | Unknown inside Data
513 Olive St | Watertown | 13601 | No | Copper | Unknown | Records | 1990-09-01 | 1 |  |  | No | Multi Family | Unknown |  | 0.75 |  | Unknown inside Data
515-517 Olive St | Watertown | 13601 | No | Copper | Unknown | Records | 1990-09-01 | 1 | Copper | Records | No | Multi Family | Unknown | 2020-06-29 | 1 | Non-Lead
523 Olive St | Watertown | 13601 | No | Copper | Unknown | Records | 1990-09-01 | 1 |  |  | No | Single Family | Unknown |  | 0.75 |  | Unknown Inside Data
525 Olive St | Watertown | 13601 | No | Copper | Unknown | Records | 1990-09-01 | 1 | Copper | Records | No | Single Family | Unknown | 1987-12-03 | 0.75 | Non-Lead
529-531 Olive St | Watertown | 13601 | No | Copper | Unknown | Records | 1990-09-01 | 1 |  |  | No | Multi Family | Unknown | 1924-04-07 | 1 |  | Unknown inside Data
533 Olive St | Watertown | 13601 | No | Copper | Unknown | Records | 1990-09-01 | 1 |  |  | No | Single Family | Unknown |  | 0.75 |  | Unknown inside Data
535-537 Olive St | Watertown | 13601 | No | Copper | Unknown | Records | 1990-09-01 | 1 |  |  | No | Multi Family | Unknown |  | 0.75 |  | Unknown inside Data
611-613 Olive St | Watertown | 13601 | No | Copper | Unknown | Records | 1933-10-04 | 0.75 | Copper | Records | No | Multi Family | Unknown | 1933-10-04 | 0.75 | Non-Lead
617-619 Olive St | Watertown | 13601 | No | Copper | Unknown | Records | 1988-06-29 | 0.75 | Copper | Records | No | Multi Family | Unknown | 1988-06-29 | 0.75 | Non-Lead
621-623 Olive St | Watertown | 13601 | No | Copper | Unknown | Records | 1947-12-12 | 0.75 | Copper | Records | No | Multi Family | Unknown | 2002-04-16 | 0.75 | Non-Lead
627 Olive St | Watertown | 13601 | No | Copper | Unknown | Records | 1968-03-26 | 0.75 |  |  | No | Multi Family | Unknown |  | 0.75 |  | Unknown inside Data
629-631 Olive St | Watertown | 13601 | Unknown |  | Unknown |  |  | 0.75 |  |  | Unknown | Multi Family | Unknown |  |  |  | Unknown Data inside and City side
639 Olive St | Watertown | 13601 | No | Copper | Unknown | Records | 1951-05-02 | 0.75 | Copper | Records | No | Single Family | Unknown | 1951-05-02 | 0.75 | Non-Lead
643 Olive St | Watertown | 13601 | Unknown |  | Unknown | [5 empty] | Unknown | Multi Family | Unknown |  |  |  | Unknown Data inside and City side
647 Olive St | Watertown | 13601 | Unknown |  | Unknown | [5 empty] | Unknown | Multi Family | Unknown |  |  |  | Unknown Data inside and City side
651-653 Olive St | Watertown | 13601 | No | Copper | Unknown | Records | 1975-07-23 | 0.75 | Copper | Records | No | Multi Family | Unknown | 1975-07-23 | 0.75 | Non-Lead
652 (Question Discontinued Service) Olive St | Watertown | 13601 | No | Copper | Unknown | Records | 1931-10-19 | 0.75 | [8 empty] | Demolished, Unknown termination point
657 Olive St | Watertown | 13601 | No | Copper | Unknown | Records | 1932-09-07 | 0.75 | Copper | Records | No | Multi Family | Unknown | 1932-09-07 | 0.75 | Non-Lead
663 Olive St | Watertown | 13601 | No | Copper | Unknown | Records | 1952-05-20 | 0.75 | Copper | Records | No | Single Family | Unknown | 1952-05-20 | 0.75 | Non-Lead
665 Olive St | Watertown | 13601 | No | Copper | Unknown | Records | 1981-05-29 | 0.75 | Copper | Records | No | Multi Family | Unknown | 1981-05-29 | 0.75 | Non-Lead
675 Olive St | Watertown | 13601 | No | Copper | Unknown | Records | 1931-07-09 | 0.75 |  |  | No | Single Family | Unknown |  | 0.75 |  | Unknown inside Data
1409 Olmstead Dr | Watertown | 13601 | No | Copper | Unknown | Records | 1994-04-08 | 1 | Copper | Records | No | Single Family | Unknown | 1994-04-08 | 1 | Non-Lead
1419 Olmstead Dr | Watertown | 13601 | No | Copper | Unknown | Records | 1952-10-10 | 1 | Copper | Records | No | Single Family | Unknown | 1980-10-23 | 1 | Non-Lead
1615 Olmstead Dr | Watertown | 13601 | No | Copper | Unknown | Records | 1932-04-08 | 0.75 | Copper | Records | No | Single Family | Unknown | 1932-04-08 | 0.75 | Non-Lead
1635 Olmstead Dr | Watertown | 13601 | No | Copper | Unknown | Records | 1959-06-01 | 1 | Copper | Records | No | Single Family | Unknown | 1959-06-01 | 1 | Non-Lead
Alley Olmstead Dr | Watertown | 13601 | No | Known Other | Unknown | Records |  | 4 | [8 empty] | 4" C.I Main on Academy Alley
244 Ontario Dr N | Watertown | 13601 | No | Copper | No | Records | 2007-06-01 | 1 | Copper | Records | No | Single Family | Unknown | 1963-09-30 | 0.75 | Non-Lead
246 Ontario Dr N | Watertown | 13601 | No | Copper | No | Records | 2007-06-01 | 1 | Copper | Records | No | Single Family | Unknown | 1959-12-04 | 0.75 | Non-Lead
250 Ontario Dr N | Watertown | 13601 | No | Copper | No | Records | 2007-06-01 | 1 | Copper | Records | No | Single Family | Unknown | 1961-07-25 | 0.75 | Non-Lead
251 Ontario Dr N | Watertown | 13601 | No | Copper | No | Records | 2007-06-01 | 1 | Copper | Records | No | Single Family | Unknown | 1987-06-01 | 1 | Non-Lead
256 Ontario Dr N | Watertown | 13601 | No | Copper | No | Records | 2007-07-01 | 1 | Copper | Records | No | Single Family | Unknown | 1961-11-20 | 0.75 | Non-Lead
262 Ontario Dr N | Watertown | 13601 | No | Copper | No | Records | 2007-07-01 | 1 | Copper | Records | No | Single Family | Unknown | 1961-07-07 | 0.75 | Non-Lead
263 Ontario Dr N | Watertown | 13601 | No | Copper | No | Records | 2007-07-01 | 1 | Copper | Records | No | Single Family | Unknown | 1964-07-07 | 0.75 | Non-Lead
268 Ontario Dr N | Watertown | 13601 | No | Copper | No | Records | 2007-07-01 | 1 | Copper | Records | No | Single Family | Unknown | 1964-04-06 | 0.75 | Non-Lead
269 Ontario Dr N | Watertown | 13601 | No | Copper | No | Records | 2007-07-01 | 1 | Copper | Records | No | Single Family | Unknown | 1962-10-31 | 0.75 | Non-Lead
272 Ontario Dr N | Watertown | 13601 | No | Copper | No | Records | 2007-07-01 | 1 | Copper | Records | No | Single Family | Unknown | 1964-05-11 | 0.75 | Non-Lead
277 Ontario Dr N | Watertown | 13601 | No | Copper | No | Records | 2007-07-01 | 1 | Copper | Records | No | Single Family | Unknown | 1957-04-23 | 0.75 | Non-Lead
285 Ontario Dr N | Watertown | 13601 | No | Copper | No | Records | 1956-08-29 | 0.75 | Copper | Records | No | Single Family | Unknown | 1956-08-29 | 0.75 | Non-Lead
241 Ontario Dr S | Watertown | 13601 | No | Copper | No | Records | 2007-07-01 | 1 | Copper | Records | No | Single Family | Unknown | 1959-05-25 | 0.75 | Non-Lead
250 Ontario Dr S | Watertown | 13601 | No | Copper | No | Records | 2007-07-01 | 1 | Copper | Records | No | Single Family | Unknown | 1967-08-04 | 0.75 | Non-Lead
251 Ontario Dr S | Watertown | 13601 | No | Copper | No | Records | 2007-07-01 | 1 | Copper | Records | No | Single Family | Unknown | 1962-05-25 | 0.75 | Non-Lead
259 Ontario Dr S | Watertown | 13601 | No | Copper | No | Records | 2007-07-01 | 1 | Copper | Records | No | Single Family | Unknown | 1963-10-29 | 0.75 | Non-Lead
260 Ontario Dr S | Watertown | 13601 | No | Copper | No | Records | 2007-07-01 | 1 | Copper | Records | No | Single Family | Unknown | 1966-09-28 | 0.75 | Non-Lead
267 Ontario Dr S | Watertown | 13601 | No | Copper | No | Records | 2007-07-01 | 1 | Copper | Records | No | Single Family | Unknown | 1963-11-08 | 0.75 | Non-Lead
268 Ontario Dr S | Watertown | 13601 | No | Copper | No | Records | 2007-07-01 | 1 | Copper | Records | No | Single Family | Unknown | 1956-10-16 | 0.75 | Non-Lead
271 Ontario Dr S | Watertown | 13601 | No | Copper | No | Records | 2007-07-01 | 1 | Copper | Records | No | Single Family | Unknown | 1967-07-10 | 0.75 | Non-Lead
274 Ontario Dr S | Watertown | 13601 | No | Copper | No | Records | 2007-07-01 | 1 | Copper | Records | No | Single Family | Unknown | 1956-10-16 | 0.75 | Non-Lead
278 Ontario Dr S | Watertown | 13601 | No | Copper | No | Records | 2007-07-02 | 1 | Copper | Records | No | Single Family | Unknown | 1959-09-01 | 0.75 | Non-Lead
279 Ontario Dr S | Watertown | 13601 | No | Copper | No | Records | 2007-07-01 | 1 | Copper | Records | No | Single Family | Unknown | 1963-06-21 | 0.75 | Non-Lead
285 Ontario Dr S | Watertown | 13601 | No | Copper | No | Records | 2007-07-01 | 1 | Copper | Records | No | Single Family | Unknown | 1962-10-11 | 0.75 | Non-Lead
103 Orchard St N | Watertown | 13601 | No | Copper | Unknown | Records | 2001-10-01 | 1 | Copper | Records | No | Multi Family | Unknown | 1952-06-18 | 0.75 | Non-Lead
107-109 Orchard St N | Watertown | 13601 | No | Copper | Unknown | Records | 2001-10-01 | 1 | Copper | Records | No | Multi Family | Unknown | 1948-09-02 | 0.75 | Non-Lead
111 Orchard St N | Watertown | 13601 | No | Copper | Unknown | Records | 2001-10-01 | 1 | Copper | Records | No | Multi Family | Unknown | 1983-10-06 | 0.75 | Non-Lead
112-114 Orchard St N | Watertown | 13601 | No | Copper | Unknown | Records | 2001-10-01 | 1 | Copper | Records | No | Multi Family | Unknown | 1983-10-07 | 1 | Non-Lead
115-117-119 Orchard St N | Watertown | 13601 | No | Copper | Unknown | Records | 2001-10-01 | 1 | Copper | Records | No | Multi Family | Unknown | 1967-05-10 | 0.75 | Non-Lead
118 (Vacant Lot Between 112 & 122) Orchard St N | Watertown | 13601 | No | Copper | Unknown | Records | 2001-10-01 | 1 | [8 empty] | Vacant Lot 1" Copper stubbed for future use
121 Orchard St N | Watertown | 13601 | No | Copper | Unknown | Records | 2001-10-01 | 1 | Galvanized | Records | No | Single Family | Unknown | 1924-09-03 | 1 | GSLRR
122 Orchard St N | Watertown | 13601 | No | Copper | Unknown | Records | 2001-10-01 | 1 | Galvanized | Records | No | Single Family | Unknown | 1924-08-27 | 1 | GSLRR
123-125 (Vacant Lot & Rear) Orchard St N | Watertown | 13601 | No | Copper | Unknown | Records | 2001-10-01 | 1 | [8 empty] | Demolished, 1" Copper Hot main to C/S
126 Orchard St N | Watertown | 13601 | No | Copper | Unknown | Records | 2001-10-01 | 1 | Copper | Records | No | Multi Family | Unknown | 1984-08-08 | 0.75 | Non-Lead
129-131 Orchard St N | Watertown | 13601 | No | Copper | Unknown | Records | 2001-10-01 | 1 | [8 empty] | Demolished, 1" Copper Hot main to C/S
133 Orchard St N | Watertown | 13601 | No | Copper | Unknown | Records | 2001-10-01 | 1 | Galvanized | Records | No | Multi Family | Unknown | 1924-08-27 | 1 | GSLRR
134-136 Orchard St N | Watertown | 13601 | No | Copper | Unknown | Records | 2001-10-01 | 1 | Copper | Records | No | Multi Family | Unknown | 1949-05-07 | 0.75 | Non-Lead
137 Orchard St N | Watertown | 13601 | No | Copper | Unknown | Records | 2001-10-01 | 1 | Galvanized | Records | No | Single Family | Unknown | 1924-09-28 | 0.75 | GSLRR
138 Orchard St N | Watertown | 13601 | No | Copper | Unknown | Records | 2001-10-01 | 1 | Copper | Records | No | Multi Family | Unknown | 1979-06-01 | 0.75 | Non-Lead
141 Orchard St N | Watertown | 13601 | No | Copper | Unknown | Records | 2001-10-01 | 1 | Galvanized | Records | No | Single Family | Unknown | 1924-09-03 | 0.75 | GSLRR
142-144 Orchard St N | Watertown | 13601 | No | Copper | Unknown | Records | 2001-10-01 | 1 | Galvanized | Records | No | Multi Family | Unknown | 1924-09-08 | 1 | GSLRR
143-145 Orchard St N | Watertown | 13601 | No | Copper | Unknown | Records | 2001-10-01 | 1 | Copper | Records | No | Multi Family | Unknown | 1972-11-16 | 0.75 | Non-Lead
146-148 Orchard St N | Watertown | 13601 | No | Copper | Unknown | Records | 2001-10-01 | 1 | Copper | Records | No | Multi Family | Unknown | 1962-06-07 | 0.75 | Non-Lead
149 Orchard St N | Watertown | 13601 | No | Copper | Unknown | Records | 2001-10-01 | 1 | Copper | Records | No | Single Family | Unknown | 2001-10-18 | 0.75 | Non-Lead
152 Orchard St N | Watertown | 13601 | No | Copper | Unknown | Records | 1940-09-04 | 0.75 | Copper | Records | No | Single Family | Unknown | 1940-09-04 | 0.75 | Non-Lead | Fed off of Prospect St
153 Orchard St N | Watertown | 13601 | No | Copper | Unknown | Records | 1977-08-25 | 0.75 | Copper | Records | No | Single Family | Unknown | 1977-08-25 | 0.75 | Non-Lead | Fed off of Prospect St
201-203 Orchard St N | Watertown | 13601 | No | Copper | Unknown | Records | 1936-08-17 | 0.75 | Copper | Records | No | Multi Family | Unknown | 1936-08-17 | 0.75 | Non-Lead | Fed off of Prospect St
202 Orchard St N | Watertown | 13601 | No | Copper | Unknown | Records | 1929-04-11 | 0.75 |  |  | No | Single Family | Unknown |  | 0.75 |  | Unknown inside Data, Fed off of Prospect St
204 Orchard St N | Watertown | 13601 | No | Copper | Unknown | Records | 2001-10-01 | 1 | Galvanized | Records | No | Multi Family | Unknown | 1924-09-27 | 1 | GSLRR
205 Orchard St N | Watertown | 13601 | No | Copper | Unknown | Records | 2001-10-01 | 1 | Copper | Records | No | Multi Family | Unknown | 1961-03-13 | 0.75 | Non-Lead
208 Orchard St N | Watertown | 13601 | No | Copper | Unknown | Records | 2001-10-01 | 1 | Galvanized | Records | No | Single Family | Unknown | 1924-09-29 | 1 | GSLRR
209 Orchard St N | Watertown | 13601 | No | Copper | Unknown | Records | 2001-10-01 | 1 | Galvanized | Records | No | Single Family | Unknown | 1924-09-25 | 0.75 | GSLRR
212 Orchard St N | Watertown | 13601 | No | Copper | Unknown | Records | 2001-10-01 | 1 | Copper | Records | No | Single Family | Unknown | 1966-06-03 | 0.75 | Non-Lead
213 Orchard St N | Watertown | 13601 | No | Copper | Unknown | Records | 2001-10-01 | 1 | Copper | Records | No | Single Family | Unknown | 1961-07-21 | 0.75 | Non-Lead
216-218 Orchard St N | Watertown | 13601 | No | Copper | Unknown | Records | 2001-10-01 | 1 | Galvanized | Records | No | Multi Family | Unknown | 1924-09-26 | 0.75 | GSLRR
217 Orchard St N | Watertown | 13601 | No | Copper | Unknown | Records | 2001-10-01 | 1 | Copper | Records | No | Single Family | Unknown | 1960-07-14 | 0.75 | Non-Lead
220 Orchard St N | Watertown | 13601 | No | Copper | Unknown | Records | 2001-10-01 | 1 | Galvanized | Records | No | Single Family | Unknown | 1924-09-26 | 0.75 | GSLRR
221 Orchard St N | Watertown | 13601 | No | Copper | Unknown | Records | 2001-10-01 | 1 | Copper | Records | No | Single Family | Unknown | 1977-06-27 | 0.75 | Non-Lead
224 Orchard St N | Watertown | 13601 | No | Copper | Unknown | Records | 2001-10-01 | 1 | [8 empty] | Demolished, 1" Copper stubbed for future use
228 Orchard St N | Watertown | 13601 | No | Copper | Unknown | Records | 2001-10-01 | 1 | Copper | Field Insp | No | Multi Family | Unknown |  | 0.75 | Non-Lead
Vacant Lot Between 220 & 228 (Formally 224) Orchard St N | Watertown | 13601 | No | Copper | Unknown | Records | 2001-10-01 | 1 | [8 empty] | Vacant Lot, 1" Copper stubbed for future use
107 Orchard St S | Watertown | 13601 | No | Copper | Unknown | Records | 1935-12-21 | 0.75 | Copper | Records | No | Multi Family | Unknown | 1980-09-05 | 0.75 | Non-Lead
108 Orchard St S | Watertown | 13601 | No | Copper | Yes | Records | 1936-12-24 | 0.75 |  |  | Unknown | Multi Family | Unknown | 1924-09-18 | 0.75 |  | Unknown inside Data
111 (Vacant Lot) Orchard St S | Watertown | 13601 | No | Copper | Unknown | Records | 1935-12-21 | 0.75 | [8 empty] | Demolished, 3/4 Copper Hot main to C/S
112 Orchard St S | Watertown | 13601 | No | Copper | Yes | Records | 1936-11-30 | 0.75 | Copper | Records | No | Single Family | Unknown | 1971-10-12 | 0.75 | Non-Lead
115 Orchard St S | Watertown | 13601 | No | Copper | Unknown | Records | 1934-03-12 | 0.75 | Copper | Records | No | Single Family | Unknown | 1934-06-25 | 0.75 | Non-Lead
116 Orchard St S | Watertown | 13601 | No | Copper | Unknown | Records | 1935-11-30 | 0.75 | Galvanized | Records | No | Single Family | Unknown | 1955-09-07 | 0.75 | GSLRR
118 Orchard St S | Watertown | 13601 | No | Copper | Unknown | Records | 1936-12-18 | 0.75 | Copper | Records | No | Single Family | Unknown | 1936-12-30 | 0.75 | Non-Lead
119 & 121 Orchard St S | Watertown | 13601 | No | Copper | Unknown | Records | 1935-12-18 | 1 | Copper | Records | No | Multi Family | Unknown | 1935-12-18 | 1 | Non-Lead | 119 has its own 1" copper Main to house 7/27/1990
120 Orchard St S | Watertown | 13601 | No | Copper | Unknown | Records | 1935-11-30 | 0.75 | Copper | Records | No | Single Family | Unknown | 1935-12-19 | 0.75 | Non-Lead
122 Orchard St S | Watertown | 13601 | No | Copper | Unknown | Records | 1935-11-30 | 0.75 |  |  | No | Multi Family | Unknown |  |  |  | Unknown inside Data
124 Orchard St S | Watertown | 13601 | No | Copper | Unknown | Records | 1935-11-30 | 0.75 |  |  | No | Multi Family | Unknown | 1928-06-21 | 0.75 |  | Unknown inside Data
125 Orchard St S | Watertown | 13601 | No | Copper | Unknown | Records | 2014-01-31 | 0.75 | Copper | Field Insp | No | Single Family | Unknown |  | 0.75 | Non-Lead | Unknown inside Data
126 & 128 (Vacant Lot) Orchard St S | Watertown | 13601 | No | Copper | Unknown | Records | 1935-11-30 | 0.75 | [8 empty] | Discontinued at main
129 Orchard St S | Watertown | 13601 | No | Copper | Unknown | Records | 1935-11-30 | 0.75 |  |  | No | Single Family | Unknown |  | 0.75 |  | Unknown inside Data
132 Orchard St S | Watertown | 13601 | No | Copper | Unknown | Records | 1936-12-12 | 0.75 | Copper | Records | No | Multi Family | Unknown | 1992-06-11 | 0.75 | Non-Lead
133-135 Orchard St S | Watertown | 13601 | No | Copper | Unknown | Records | 1997-07-01 | 1 | Copper | Records | No | Multi Family | Unknown | 1997-07-31 | 1 | Non-Lead
136 Orchard St S | Watertown | 13601 | No | Copper | Unknown | Records | 1935-11-30 | 0.75 |  |  | No | Multi Family | Unknown |  |  |  | Unknown inside Data
104 Paddock St | Watertown | 13601 | No | Copper | No | Records | 1935-07-30 | 1 | Copper | Records | No | Business | Unknown | 1926-08-10 | 1 | Non-Lead
111-113 (Vacant Lot) Paddock St | Watertown | 13601 | No | Copper | Unknown | Records | 1935-07-18 | 0.75 | [8 empty] | Demolished, 3/4 Copper Hot main to C/S
114 Paddock St | Watertown | 13601 | No | Copper | Unknown | Records | 1941-08-05 | 0.75 | [8 empty] | Discontinued 1959
115 Paddock St | Watertown | 13601 | No | Copper | Unknown | Records | 1935-07-18 | 0.75 | Copper | Records | No | Single Family | Unknown | 1940-08-21 | 0.75 | Non-Lead
121 Paddock St | Watertown | 13601 | No | Copper | Unknown | Records | 1935-07-18 | 1 | Copper | Records | No | Single Family | Unknown | 1935-08-01 | 1 | Non-Lead
126 Paddock St | Watertown | 13601 | No | Copper | Unknown | Records | 1935-08-14 | 1 |  |  | No | Single Family | Unknown |  |  |  | Unknown inside Data
127 Paddock St | Watertown | 13601 | No | Galvanized | Unknown | Records | 1918-07-22 | 1 | Copper | Records | No | Multi Family | Unknown | 2009-08-21 | 1 | Non-Lead | Main tapped 1935 1" Copper to Galvanized
135-137 Paddock St | Watertown | 13601 | No | Copper | Unknown | Records | 1935-08-09 | 1 |  |  | No | Multi Family | Unknown |  | 1 |  | Unknown inside Data
140 Paddock St | Watertown | 13601 | No | Copper | Unknown | Records | 1935-07-18 | 1 |  |  | No | Single Family | Unknown |  |  |  | Unknown inside Data
141 Paddock St | Watertown | 13601 | No | Copper | Unknown | Records | 1965-11-05 | 1 | Copper | Records | No | Single Family | Unknown | 1928-08-28 | 1 | Non-Lead
149 Paddock St | Watertown | 13601 | No | Copper | Unknown | Records | 1934-08-28 | 0.75 | Copper | Records | No | Single Family | Unknown | 1934-08-28 | 0.75 | Non-Lead
150 Paddock St | Watertown | 13601 | No | Copper | Unknown | Records | 1925-09-29 | 1 | Copper | Records | No | Single Family | Unknown | 1925-09-29 | 1 | Non-Lead
155 Paddock St | Watertown | 13601 | No | Copper | Unknown | Records | 1935-08-15 | 1 | Copper | Records | No | Single Family | Unknown | 2018-08-16 | 1 | Non-Lead
156-158 Paddock St | Watertown | 13601 | No | Copper | Unknown | Records | 1935-08-15 | 1 | Copper | Records | No | Multi Family | Unknown | 1935-08-15 | 1 | Non-Lead
161 Paddock St | Watertown | 13601 | No | Copper | Unknown | Records | 1935-07-18 | 1 |  |  | No | Single Family | Unknown |  | 1 |  | Unknown inside Data
162 Paddock St | Watertown | 13601 | No | Copper | Unknown | Records | 1940-09-26 | 1 | Copper | Records | No | Single Family | Unknown | 1963-08-01 | 1 | Non-Lead
168 Paddock St | Watertown | 13601 | No | Copper | Unknown | Records | 1940-09-26 | 1 | Copper | Records | No | Single Family | Unknown | 1997-04-19 | 1 | Non-Lead
169 Paddock St | Watertown | 13601 | No | Copper | Unknown | Records | 1954-09-20 | 1 | Copper | Records | No | Multi Family | Unknown | 1954-09-21 | 1 | Non-Lead
201 Paddock St | Watertown | 13601 | No | Copper | Unknown | Records | 1929-10-09 | 1 | Copper | Records | No | Multi Family | Unknown | 1929-10-09 | 1 | Non-Lead | Fed off of Sherman St
202 Paddock St | Watertown | 13601 | No | Copper | Unknown | Records | 2008-08-01 | 1 | Copper | Records | No | Single Family | Unknown | 1969-01-14 | 0.75 | Non-Lead | Fed off of Sherman St
205 Paddock St | Watertown | 13601 | No | Copper | Unknown | Records | 1935-07-18 | 1 | Copper | Records | No | Single Family |  | 1935-09-03 | 1 | Non-Lead
208 Paddock St | Watertown | 13601 | No | Copper |  | Records | 1940-09-26 | 1 | Copper | Records | No | Single Family | Unknown | 1953-12-28 | 1
209 Paddock St | Watertown | 13601 | No | Copper | Unknown | Records | 1935-08-23 | 1 | Copper | Records | No | Single Family | Unknown | 1934-10-09 | 1 | Non-Lead
214 Paddock St | Watertown | 13601 | No | Copper | Unknown | Records | 1940-09-27 | 1 | Unknown | Records | No | Single Family | Unknown | 1922-05-10 | 1 | Unknown | Unknown inside Data
217 Paddock St | Watertown | 13601 | No | Copper | Unknown | Records | 1954-04-14 | 0.75 | Copper | Records | No | Single Family | Unknown | 1954-04-14 | 0.75 | Non-Lead
220 Paddock St | Watertown | 13601 | No | Copper | Unknown | Records | 1935-07-18 | 1 | Unknown |  | No | Single Family | Unknown |  | 1 | Unknown | Unknown inside Data
221 Paddock St | Watertown | 13601 | No | Copper | Unknown | Records | 1971-06-12 | 1.5 |  |  | No | Single Family | Unknown |  | 1.5 |  | Unknown inside Data
224 Paddock St | Watertown | 13601 | No | Copper | Unknown | Records | 1940-10-01 | 0.75 | Copper | Records | No | Single Family | Unknown | 1967-08-14 | 0.75 | Non-Lead
227 Paddock St | Watertown | 13601 | No | Copper | Unknown | Records | 1935-08-26 | 1 |  | Records | No | Single Family | Unknown | 1925-03-01 | 1 |  | Unknown inside Data
228 Paddock St | Watertown | 13601 | No | Copper | Unknown | Records | 1935-08-29 | 0.75 | Copper | Records | No | Single Family | Unknown | 1968-05-21 | 0.75 | Non-Lead
231 Paddock St | Watertown | 13601 | No | Copper | Unknown | Records | 1935-08-28 | 1 | Copper | Records | No | Single Family | Unknown | 1958-04-16 | 1 | Non-Lead
234 Paddock St | Watertown | 13601 | No | Copper | Unknown | Records | 1935-09-04 | 1 | Copper | Records | No | Single Family | Unknown | 1935-08-09 | 1 | Non-Lead
235 Paddock St | Watertown | 13601 | No | Copper | Unknown | Records | 1935-07-18 | 1 | Copper | Records | No | Single Family | Unknown | 1948-08-05 | 1 | Non-Lead
241 Paddock St | Watertown | 13601 | No | Copper | Unknown | Records | 1935-09-10 | 1 | Copper | Records | No | Single Family | Unknown | 1931-04-17 | 1 | Non-Lead
242 Paddock St | Watertown | 13601 | No | Copper | Unknown | Records | 1940-10-01 | 1 |  |  | No | Single Family | Unknown |  | 1 |  | Unknown inside Data
247 Paddock St | Watertown | 13601 | No | Copper | Unknown | Records | 1935-09-05 | 1 | Copper | Records | No | Single Family | Unknown | 1935-08-07 | 1 | Non-Lead
248-252 Paddock St | Watertown | 13601 | No | Copper | Unknown | Records | 1935-07-18 | 1 | Copper | Records | No | Multi Family | Unknown | 1968-11-27 | 1 | Non-Lead
255 Paddock St | Watertown | 13601 | No | Copper | Unknown | Records | 1935-07-19 | 1 |  |  | No | Single Family | Unknown | 1922-05-05 | 1 |  | Unknown inside Data
261 Paddock St | Watertown | 13601 | No | Copper | Yes | Records | 1935-09-05 | 1 | Copper | Records | No | Single Family | Unknown | 1993-05-26 | 0.75 | Non-Lead
262 Paddock St | Watertown | 13601 | No | Copper | Unknown | Records | 1935-07-18 | 1 | Copper | Records | No | Single Family | Unknown | 1977-08-11 | 1 | Non-Lead
265 Paddock St | Watertown | 13601 | No | Copper | Unknown | Records | 1935-07-18 | 1 | Copper | Records | No | Single Family | Unknown | 1935-07-24 | 1 | Non-Lead
270 Paddock St | Watertown | 13601 | No | Copper | Unknown | Records | 1962-09-13 | 1 | Copper | Records | No | Single Family | Unknown | 1962-09-13 | 1 | Non-Lead
273-275 Paddock St | Watertown | 13601 | No | Copper | Unknown | Records | 1935-07-18 | 1 | Copper | Records | No | Multi Family | Unknown | 1964-08-04 | 1 | Non-Lead
303 Paddock St | Watertown | 13601 | No | Copper | Unknown | Records | 1967-06-05 | 1 | Copper | Records | No | Single Family | Unknown | 1967-06-05 | 1 | Non-Lead | Fed off of Holcomb St
304 Paddock St | Watertown | 13601 | No | Copper | Unknown | Records | 2000-05-13 | 1 | Copper | Records | No | Single Family | Unknown | 1980-11-20 | 1 | Non-Lead | Fed off of Holcomb St
314 Paddock St | Watertown | 13601 | No | Copper | Unknown | Records | 1934-05-01 | 1 | Copper | Records | No | Single Family | Unknown | 1934-05-01 | 1 | Non-Lead
315 Paddock St | Watertown | 13601 | No | Copper | Unknown | Records | 1936-07-18 | 1 | Copper | Records | No | Single Family | Unknown | 1967-07-10 | 1 | Non-Lead
319 Paddock St | Watertown | 13601 | No | Copper | No | Records | 1928-05-29 | 0.75 | Copper | Records | No | Single Family | Unknown | 1928-05-15 | 0.75 | Non-Lead
320 Paddock St | Watertown | 13601 | No | Copper | Unknown | Records | 1927-09-21 | 0.75 | Copper | Records | No | Single Family | Unknown | 1937-04-29 | 0.75 | Non-Lead
325 Paddock St | Watertown | 13601 | No | Copper | Unknown | Records | 1953-09-10 | 0.75 | Copper | Records | No | Single Family | Unknown | 1953-09-10 | 0.75 | Non-Lead
328 Paddock St | Watertown | 13601 | No | Copper | Unknown | Records | 1936-06-15 | 0.75 | Copper | Records | No | Single Family | Unknown | 1936-06-15 | 0.75 | Non-Lead
329-331 Paddock St | Watertown | 13601 | No | Copper | Unknown | Records | 1954-02-16 | 0.75 | Copper | Records | No | Multi Family | Unknown | 1954-02-16 | 0.75 | Non-Lead
332 (Vacant Lot) Paddock St | Watertown | 13601 | No | Copper | Unknown | Records | 1935-06-01 | 0.75 | [8 empty] | Stubbed for future use
335 Paddock St | Watertown | 13601 | No | Copper | Unknown | Records | 1950-07-10 | 1 | Unknown |  | No | Single Family | Unknown |  | 1 | Unknown | Unknown inside Data
336 Paddock St | Watertown | 13601 | No | Copper | Unknown | Records | 1946-08-05 | 0.75 | Copper | Records | No | Single Family | Unknown | 1946-08-05 | 0.75 | Non-Lead
340 Paddock St | Watertown | 13601 | No | Copper | Unknown | Records | 1990-09-01 | 1 |  |  | No | Multi Family | Unknown |  |  |  | Unknown inside Data, Fed off of Dimmick St
341 Paddock St | Watertown | 13601 | No | Copper | Unknown | Records | 1936-05-18 | 0.75 | Copper | Records | No | Single Family | Unknown | 1972-06-06 | 0.75 | Non-Lead
345 Paddock St | Watertown | 13601 | No | Copper | No | Records | 1990-08-01 | 1 | Unknown | Records | No | Single Family | Unknown | 1953-06-03 | 1 | Unknown | Unknown inside Data
401 Paddock St | Watertown | 13601 | No | Copper | Unknown | Records | 1990-08-01 | 1 | Copper | Records | No | Single Family | Unknown | 1948-12-20 | 0.75 | Non-Lead
404 Paddock St | Watertown | 13601 | No | Copper | Unknown | Records | 1990-08-01 | 1 | Copper | Records | No | Single Family | Unknown | 1960-10-17 | 0.75 | Non-Lead
405 Paddock St | Watertown | 13601 | No | Copper | Unknown | Records | 1990-08-01 | 1 | Copper | Records | No | Single Family | Unknown | 1953-10-28 | 0.75 | Non-Lead
408 Paddock St | Watertown | 13601 | No | Copper | Unknown | Records | 1990-08-01 | 1 | Copper | Records | No | Single Family | Unknown | 1941-11-12 | 0.75 | Non-Lead
409 Paddock St | Watertown | 13601 | No | Copper | Unknown | Records | 1990-08-01 | 1 | Copper | Records | No | Single Family | Unknown | 1990-08-14 | 0.75 | Non-Lead
412 Paddock St | Watertown | 13601 | No | Copper | Unknown | Records | 1990-08-01 | 1 | Copper | Records | No | Single Family | Unknown | 1964-09-23 | 0.75 | Non-Lead
415 Paddock St | Watertown | 13601 | No | Copper | Unknown | Records | 1990-08-01 | 1 | Copper | Records | No | Single Family | Unknown | 1994-09-27 | 0.75 | Non-Lead
416 Paddock St | Watertown | 13601 | No | Copper | Unknown | Records | 1990-08-01 | 1 | Copper | Records | No | Single Family | Unknown | 1978-10-03 | 0.75 | Non-Lead
419 Paddock St | Watertown | 13601 | No | Copper | Unknown | Records | 1990-08-01 | 1 | Copper | Records | No | Single Family | Unknown | 1955-07-05 | 0.75 | Non-Lead
420 Paddock St | Watertown | 13601 | No | Copper | Unknown | Records | 1990-08-01 | 1 | Copper | Records | No | Single Family | Unknown | 1950-04-12 | 0.75 | Non-Lead
423 Paddock St | Watertown | 13601 | No | Copper | Unknown | Records | 1990-08-01 | 1 | Copper | Records | No | Single Family | Unknown | 1981-02-23 | 0.75 | Non-Lead
424 Paddock St | Watertown | 13601 | No | Copper | Unknown | Records | 1990-08-01 | 1 | Copper | Records | No | Single Family | Unknown | 2019-09-24 | 0.75 | Non-Lead
428 Paddock St | Watertown | 13601 | No | Copper | Unknown | Records | 1990-08-01 | 1 | Copper | Records | No | Single Family | Unknown | 1951-10-17 | 0.75 | Non-Lead
431 Paddock St | Watertown | 13601 | No | Copper | Unknown | Records | 1990-08-01 | 1 | Copper | Records | No | Single Family | Unknown | 1950-03-21 | 0.75 | Non-Lead
432 Paddock St | Watertown | 13601 | No | Copper | Unknown | Records | 1990-08-01 | 1 | Copper | Records | No | Single Family | Unknown | 1927-09-19 | 0.75 | Non-Lead
436 Paddock St | Watertown | 13601 | No | Copper | Unknown | Records | 1990-08-01 | 1 | Copper | Records | No | Single Family | Unknown | 1948-04-15 | 0.75 | Non-Lead
437 Paddock St | Watertown | 13601 | No | Copper | Unknown | Records | 1990-08-01 | 1 | Copper | Records | No | Single Family | Unknown | 1951-03-12 | 0.75 | Non-Lead
440 Paddock St | Watertown | 13601 | No | Copper | Unknown | Records | 1990-08-01 | 1 | Copper | Records | No | Single Family | Unknown | 1948-07-13 | 0.75 | Non-Lead
441 Paddock St | Watertown | 13601 | No | Copper | Unknown | Records | 1990-08-01 | 1 | Unknown | Records | No | Single Family | Unknown |  | 0.75 | Unknown | Unknown inside Data
444 Paddock St | Watertown | 13601 | No | Copper | Unknown | Records | 1990-08-01 | 1 | Copper | Records | No | Single Family | Unknown | 1949-07-07 | 0.75 | Non-Lead
450 Paddock St | Watertown | 13601 | No | Copper | Unknown | Records | 1990-08-01 | 1 | Copper | Records | No | Single Family | Unknown | 1954-08-31 | 0.75 | Non-Lead
451 Paddock St | Watertown | 13601 | No | Copper | Unknown | Records | 1990-08-01 | 1 | Copper | Records | No | Single Family | Unknown | 1947-07-18 | 0.75 | Non-Lead
452 (Vacant Lot) Paddock St | Watertown | 13601 | No | Copper | No |  | 1990-08-01 | 1 | [8 empty] | 1" Copper stubbed for future use, Hot main to C/S
455 Paddock St | Watertown | 13601 | No | Copper | Unknown | Records | 1990-08-01 | 1 | Copper | Records | No | Single Family | Unknown | 1949-04-19 | 0.75 | Non-Lead
463 Paddock St | Watertown | 13601 | No | Copper | Unknown | Records | 1990-08-01 | 1 | Copper | Records | No | Single Family | Unknown | 1948-09-28 | 0.75 | Non-Lead
465 Paddock St | Watertown | 13601 | No | Copper | Unknown | Records | 1990-08-01 | 1 | Copper | Records | No | Single Family | Unknown | 1966-12-13 | 0.75 | Non-Lead
471 Paddock St | Watertown | 13601 | No | Copper | Unknown | Records | 1990-08-01 | 1 | Copper | Records | No | Single Family | Unknown | 1990-04-16 | 0.75 | Non-Lead
477 Paddock St | Watertown | 13601 | No | Copper | No | Records | 1990-08-01 | 1 | Copper | Records | No | Single Family | Unknown | 1957-04-16 | 0.75 | Non-Lead
481 Paddock St | Watertown | 13601 | No | Copper | No | Records | 1956-05-09 | 0.75 | Copper | Records | No | Single Family | Unknown | 1956-05-09 | 0.75 | Non-Lead
485-487 Paddock St | Watertown | 13601 | Unknown | Copper | Unknown | Records | 1927-10-03 | 0.75 | Copper | Records | No | Multi Family | Unknown | 1972-08-07 | 0.75 | Non-Lead
110 (Question Discontinued Service) Palmer St | Watertown | 13601 | No | Copper | No | Records | 1927-05-06 | 0.75 | [8 empty] | Demolished, Unknown termination point
117 (Parking Lot-Service Available) Palmer St | Watertown | 13601 | No | Copper | Unknown | Records | 1972-10-10 | 0.75 | [8 empty] | 3/4 Copper shut at main left for future use
121 Palmer St | Watertown | 13601 | No | Copper | No | Records | 1949-03-17 | 0.75 | Copper | Records | No | Single Family | Unknown | 1949-03-17 | 0.75 | Non-Lead
130 Palmer St | Watertown | 13601 | No | Copper | No | Records | 1930-04-29 | 0.75 | Copper | Records | No | Single Family | Unknown | 1930-05-05 | 0.75 | Non-Lead
132 Palmer St | Watertown | 13601 | No | Copper | Unknown | Records | 1929-07-01 | 0.75 | Copper | Records | No | Single Family | Unknown | 1985-08-21 | 0.75 | Non-Lead
135 Palmer St | Watertown | 13601 | No | Copper | Unknown | Records | 1995-03-09 | 0.75 | Copper | Records | No | Single Family | Unknown | 1995-03-09 | 0.75 | Non-Lead
136 Palmer St | Watertown | 13601 | Yes | Unknown | Yes | Records | 1922-07-19 | 1 | Unknown |  | Unknown | Multi Family | Unknown |  | 1 | Unknown | Unknown Data inside and City side, LC
140 (Demolished) Palmer St | Watertown | 13601 | No | Copper | No | Records | 1958-05-26 | 0.75 | [8 empty] | Demolished, 3/4 Copper Hot main to C/S
147 Palmer St | Watertown | 13601 | Unknown | Unknown | Unknown | Records | 1913-05-02 | 0.75 | Unknown |  | Unknown | Multi Family | Unknown |  | 0.75 | Unknown | Unknown Data inside and City side
148 Palmer St | Watertown | 13601 | Unknown | Unknown | Unknown | Records | 1909-04-15 | 0.75 |  |  | Unknown | Single Family | Unknown |  | 0.75 |  | Unknown Data inside and City side
151 Palmer St | Watertown | 13601 | Unknown | Unknown | Unknown | Records | 1918-08-02 | 0.75 | Unknown |  |  | Single Family | Unknown |  | 0.75 | Unknown | Unknown Data inside and City side
152 Palmer St | Watertown | 13601 | No | Copper | Unknown | Records | 1994-09-07 | 0.75 |  |  | No | Single Family | Unknown | 2016-10-31 | 0.75 |  | Unknown inside Data
156 Palmer St | Watertown | 13601 | No | Unknown | Unknown | Records | 1923-10-25 | 1 | Unknown | Records | No | Single Family | Unknown | 1923-10-25 | 1 | Unknown | Unknown Data inside and city side
157 (Demolished) Palmer St | Watertown | 13601 | No | Copper | Unknown | Records | 1928-04-16 | 0.75 | [8 empty] | Demolished, 3/4 Copper Hot main to C/S
160 Palmer St | Watertown | 13601 | No | Copper | Unknown | Records | 2015-08-10 | 0.75 | Copper | Records | No | Single Family | Unknown | 2015-08-12 | 0.75 | Non-Lead
164 Palmer St | Watertown | 13601 | Unknown | Copper | Unknown | Records | 1918-05-17 | 0.75 | Copper | Records | Unknown | Single Family | Unknown | 1958-10-15 | 0.75 | Non-Lead | Unknown City side Data
165 Palmer St | Watertown | 13601 | No | Copper | Unknown | Records | 2006-11-13 | 0.75 | Copper | Records | No | Single Family | Unknown | 2007-05-01 | 0.75 | Non-Lead
168 Palmer St | Watertown | 13601 | No | Copper | Unknown | Records | 1935-07-19 | 0.75 | Galvanized | Records | No | Single Family | Unknown | 1935-07-19 | 0.75 | GSLRR
171 Palmer St | Watertown | 13601 | No | Copper | Unknown | Records | 1982-11-15 | 0.75 | Unknown |  | No | Single Family | Unknown | 1912-10-27 | 0.75 | Unknown | Unknown inside Data
172 Palmer St | Watertown | 13601 | No | Copper | No | Records | 2010-08-30 | 1 | Copper | Records | No | Single Family | Unknown | 2010-08-31 | 1 | Non-Lead
177 Palmer St | Watertown | 13601 | No | Copper | Unknown | Records | 2010-08-30 | 0.75 | Unknown | Records | No | Multi Family | Unknown | 1917-03-31 | 0.75 | Unknown | Unknown inside Data
180 Palmer St | Watertown | 13601 | No | Copper | No | Records | 1998-02-04 | 0.75 | Copper | Records | No | Single Family | Unknown | 1998-02-04 | 0.75 | Non-Lead
188 Palmer St | Watertown | 13601 | No | Copper | No | Records | 2005-07-14 | 0.75 | Copper | Records | No | Single Family | Unknown | 2005-07-14 | 0.75 | Non-Lead
193 Palmer St | Watertown | 13601 | No | Copper | No | Records | 1991-07-11 | 1 | Copper | Records | No | Single Family | Unknown | 1998-07-11 | 1 | Non-Lead
200 Palmer St | Watertown | 13601 | No | Copper | Unknown | Records | 1987-06-01 | 0.75 | Copper | Records | No | Single Family | Unknown | 2007-09-07 | 0.75 | Non-Lead
201 Palmer St | Watertown | 13601 | No | Copper | No | Records | 2001-06-18 | 1 | Copper | Records | No | Single Family | Unknown | 2001-06-18 | 1 | Non-Lead
231 Palmer St | Watertown | 13601 | No | Copper | No | Records | 1988-04-07 | 0.75 | Copper | Records | No | Single Family | Unknown | 1988-04-07 | 0.75 | Non-Lead
233 Palmer St | Watertown | 13601 | No | Copper | No | Records | 1988-04-18 | 0.75 | Copper | Records | No | Single Family | Unknown | 1988-04-18 | 0.75 | Non-Lead
673 Pamelia Ave | Watertown | 13601 | No | Copper | No | Records | 1951-06-01 | 0.75 | Copper | Records | No | Single Family | Unknown | 1975-06-05 | 0.75 | Non-Lead
684 (Discontinued Service) Pamelia Ave | Watertown | 13601 | No | Copper | No | Records | 1944-08-15 | 1 | [8 empty] | Terminated at main 3/31/2004
689 Pamelia Ave | Watertown | 13601 | No | Copper | No | Records | 1956-11-05 | 0.75 | Unknown | Records | No | Single Family | Unknown | 1956-11-05 | 0.75 | Unknown | Unknown private line and inside Data
108 (Demolished) Park Ave | Watertown | 13601 | No | Copper | Unknown |  | 1966-06-01 | 0.75 | [8 empty] | Demolished, Unknown termination point
109 Park Ave | Watertown | 13601 | No | Copper | Unknown | Records | 1966-06-01 | 0.75 | Copper | Records | No | Single Family | Unknown | 1941-04-24 | 0.75 | Non-Lead
113 Park Ave | Watertown | 13601 | No | Copper | Unknown | Records | 1966-06-01 | 1 | Copper | Records | No | Multi Family | Unknown | 1988-04-25 | 1 | Non-Lead
114 Park Ave | Watertown | 13601 | No | Copper | Unknown | Records | 1966-06-01 | 1 | Copper | Records | No | Single Family | Unknown | 1926-06-23 | 1 | Non-Lead
119 Park Ave | Watertown | 13601 | No | Copper | Unknown | Records | 1966-06-01 | 0.75 | Copper | Records | No | Multi Family | Unknown | 1936-06-11 | 0.75 | Non-Lead
120 Park Ave | Watertown | 13601 | No | Copper | Unknown | Records | 1966-06-01 | 0.75 | Copper | Records | No | Single Family | Unknown | 1957-06-24 | 1 | Non-Lead
123 Park Ave | Watertown | 13601 | No | Copper | Unknown | Records | 1966-06-01 | 1 | Copper | Records | No | Multi Family | Unknown | 1949-03-10 | 1 | Non-Lead
124 Park Ave | Watertown | 13601 | No | Copper | Unknown | Records | 1999-09-02 | 1 | Copper | Records | No | Multi Family | Unknown | 1999-09-02 | 1 | Non-Lead
127 Park Ave | Watertown | 13601 | No | Copper | Unknown | Records | 1966-06-01 | 0.75 | Copper | Records | No | Multi Family | Unknown | 1947-05-08 | 0.75 | Non-Lead
128 Park Ave | Watertown | 13601 | No | Copper | Unknown | Records | 1966-06-01 | 0.75 | Copper | Records | No | Single Family | Unknown | 1937-07-07 | 0.75 | Non-Lead
131-133 (Demolished) Park Ave | Watertown | 13601 | No | Copper | Unknown | Records | 1966-06-01 | 0.75 | [8 empty] | Demolished, 3/4 Copper Hot main to C/S
132 Park Ave | Watertown | 13601 | No | Copper | Unknown | Records | 1966-06-01 | 0.75 | Unknown | Records | No | Multi Family | Unknown | 1924-10-24 | 0.75 | Unknown | Unknown inside Data
136 Park Ave | Watertown | 13601 | No | Copper | Unknown | Records | 1966-06-01 | 1 | Copper | Records | No | Single Family | Unknown | 1927-08-10 | 1 | Non-Lead
137 Park Ave | Watertown | 13601 | No | Copper | Unknown | Records | 1966-06-01 | 0.75 | Copper | Records | No | Multi Family | Unknown | 1937-09-30 | 0.75 | Non-Lead
140 Park Ave | Watertown | 13601 | No | Copper | Unknown | Records | 1966-06-01 | 1 | Copper | Records | No | Single Family | Unknown | 1928-07-27 | 1 | Non-Lead
141 Park Ave | Watertown | 13601 | No | Copper | Unknown | Records | 1966-06-01 | 0.75 | Copper | Records | No | Single Family | Unknown | 1947-03-19 | 0.75 | Non-Lead
144 Park Ave | Watertown | 13601 | No | Copper | Unknown | Records | 1966-06-01 | 1 | Copper | Records | No | Single Family | Unknown | 1933-10-23 | 0.75 | Non-Lead
145 Park Ave | Watertown | 13601 | No | Copper | Unknown | Records | 1966-06-01 | 0.75 | Copper | Records | No | Single Family | Unknown | 1933-11-05 | 0.75 | Non-Lead
147 Park Ave | Watertown | 13601 | No | Copper | Unknown | Records | 1966-06-01 | 0.75 | Copper | Records | No | Single Family | Unknown | 1950-09-28 | 0.75 | Non-Lead
148 Park Ave | Watertown | 13601 | No | Copper | Unknown | Records | 1966-06-01 | 0.75 | Copper | Records | No | Single Family | Unknown | 1958-05-20 | 0.75 | Non-Lead
151 Park Ave | Watertown | 13601 | No | Copper | Unknown | Records | 1966-06-01 | 0.75 | Copper | Records | No | Multi Family | Unknown | 1956-05-02 | 0.75 | Non-Lead
152 Park Ave | Watertown | 13601 | No | Copper | Unknown | Records | 1966-06-09 | 0.75 | Copper | Records | No | Single Family | Unknown | 1966-06-09 | 0.75 | Non-Lead
155 Park Ave | Watertown | 13601 | No | Copper | Unknown | Records | 1941-08-01 | 0.75 | Copper | Records | No | Single Family | Unknown | 1941-08-01 | 0.75 | Non-Lead
156 Park Ave | Watertown | 13601 | No | Copper | Unknown | Records | 1966-06-01 | 0.75 | Copper | Records | No | Multi Family | Unknown | 1927-05-04 | 0.75 | Non-Lead
160 Park Ave | Watertown | 13601 | No | Copper | Unknown | Records | 1966-06-01 | 1 | Unknown | Records | No | Single Family | Unknown | 1924-11-28 | 1.5 | Unknown | 1 1/4 Unknown pipe inside
161 Park Ave | Watertown | 13601 | No | Copper | Unknown | Records | 1966-06-22 | 0.75 |  | Records | No | Single Family | Unknown | 1925-10-31 | 0.75 |  | Unknown inside Data
164 Park Ave | Watertown | 13601 | No | Copper | Unknown | Records | 1995-10-05 | 1 |  |  | No | Single Family | Unknown | 1924-11-25 | 1 |  | Unknown inside Data
165 Park Ave | Watertown | 13601 | No | Copper | Unknown | Records | 1966-06-01 | 1 | Copper | Records | No | Single Family | Unknown | 1931-02-18 | 0.75 | Non-Lead
168 Park Ave | Watertown | 13601 | No | Copper | Unknown | Records | 1937-07-16 | 1 | Copper | Records | No | Single Family | Unknown | 1937-07-14 | 1 | Non-Lead
169 Park Ave | Watertown | 13601 | No | Copper | Unknown | Records | 1958-04-11 | 0.75 | Copper | Records | No | Single Family | Unknown | 1958-04-11 | 0.75 | Non-Lead
172 Park Ave | Watertown | 13601 | No | Copper | Unknown | Records | 1947-10-23 | 0.75 | Copper | Records | No | Single Family | Unknown | 1947-10-23 | 0.75 | Non-Lead
173 Park Ave | Watertown | 13601 | No | Copper | Unknown | Records | 1949-06-10 | 0.75 | Copper | Records | No | Single Family | Unknown | 1949-06-10 | 0.75 | Non-Lead
176 Park Ave | Watertown | 13601 | No | Copper | Unknown | Records | 1966-06-01 | 0.75 | Copper | Records | No | Single Family | Unknown | 1929-07-29 | 0.75 | Non-Lead
177 Park Ave | Watertown | 13601 | No | Copper | Unknown | Records | 1966-06-01 | 0.75 | Copper | Records | No | Single Family | Unknown | 1931-10-30 | 0.75 | Non-Lead
179-181 Park Ave | Watertown | 13601 | No | Copper | Unknown | Records | 1939-06-23 | 0.75 |  |  | No | Multi Family | Unknown |  | 0.75 |  | Unknown inside Data
180 Park Ave | Watertown | 13601 | No | Copper | Unknown | Records | 1978-04-18 | 0.75 | Copper | Records | No | Single Family | Unknown | 1964-06-02 | 0.75 | Non-Lead
183 Park Ave | Watertown | 13601 | No | Copper | Unknown | Records | 1932-08-01 | 0.75 | Copper | Records | No | Single Family | Unknown | 1932-08-01 | 0.75 | Non-Lead
184 Park Ave | Watertown | 13601 | No | Copper | Unknown | Records | 1935-09-19 | 0.75 | Copper | Records | No | Multi Family | Unknown | 1935-09-19 | 0.75 | Non-Lead
113 Park Dr E | Watertown | 13601 | No | Copper | Unknown | Records | 1991-09-26 | 1 | Copper | Records | No | Single Family | Unknown | 1991-09-26 | 1 | Non-Lead
115 Park Dr E | Watertown | 13601 | No | Copper | Unknown | Records | 1951-04-24 | 1 | Copper | Records | No | Single Family | Unknown | 1951-04-24 | 1 | Non-Lead
135 Park Dr E | Watertown | 13601 | No | Copper | Unknown | Records | 1999-12-07 | 0.75 | Copper | Records | No | Single Family | Unknown | 1999-12-06 | 0.75 | Non-Lead
139 Park Dr E | Watertown | 13601 | No | Copper | Unknown |  |  | 0.75 |  |  | Unknown | Single Family | Unknown |  |  |  | Unknown Data inside and City side
147 (Vacant Lot) Park Dr E | Watertown | 13601 | No | Copper | Unknown | Records | 1926-06-04 | 0.75 | [8 empty] | Stubbed for future use
213 Park Dr E | Watertown | 13601 | No | Copper | Unknown | Records | 1998-03-30 | 1 | Copper | Records | No | Single Family | Unknown | 1998-03-30 | 1 | Non-Lead
217 Park Dr E | Watertown | 13601 | No | Copper | Unknown | Records | 1938-03-30 | 0.75 | Copper | Records | No | Single Family | Unknown | 1986-05-29 | 0.75 | Non-Lead
221 Park Dr E | Watertown | 13601 | No | Copper | Unknown | Records | 1994-08-19 | 1 | Copper | Records | No | Single Family | Unknown | 1994-08-19 | 1 | Non-Lead
110 Park Dr W | Watertown | 13601 | No | Copper | Unknown | Records | 1974-06-01 | 0.75 | Copper | Records | No | Single Family | Unknown | 1928-08-26 | 0.75 | Non-Lead
114 Park Dr W | Watertown | 13601 | No | Copper | Unknown | Records | 1974-06-01 | 0.75 | Unknown | Records | No | Single Family | Unknown | 1928-06-28 | 0.75 | Unknown | Unknown inside Data
118-120 Park Dr W | Watertown | 13601 | No | Copper | Unknown | Records | 1974-06-01 | 0.75 | Copper | Records | No | Multi Family | Unknown | 1988-06-28 | 1 | Non-Lead
122 Park Dr W | Watertown | 13601 | No | Copper | Unknown | Records | 1974-06-01 | 0.75 | Copper | Records | No | Multi Family | Unknown | 2001-11-29 | 0.75 | Non-Lead
126 Park Dr W | Watertown | 13601 | No | Copper | Unknown | Records | 1974-06-01 | 0.75 | Copper | Records | No | Single Family | Unknown | 1975-09-19 | 0.75 | Non-Lead
202 Park Dr W | Watertown | 13601 | No | Copper | Unknown | Records | 1959-07-03 | 0.75 | Copper | Records | No | Single Family | Unknown | 1959-07-29 | 0.75 | Non-Lead | Fed off of Boyd St
206 Park Dr W | Watertown | 13601 | No | Copper | Unknown | Records | 1974-06-01 | 0.75 | Copper | Records | No | Single Family | Unknown | 1953-04-13 | 0.75 | Non-Lead
208-210 Park Dr W | Watertown | 13601 | No | Copper | Unknown | Records | 1974-06-01 | 0.75 | Copper | Records | No | Multi Family | Unknown | 1966-03-18 | 0.75 | Non-Lead
212 Park Dr W | Watertown | 13601 | No | Copper | Unknown | Records | 1974-06-01 | 0.75 | Copper | Records | No | Single Family | Unknown | 1966-06-20 | 0.75 | Non-Lead
216 Park Dr W | Watertown | 13601 | No | Copper | Unknown | Records | 1974-06-01 | 0.75 | Copper | Records | No | Single Family | Unknown | 1966-03-18 | 0.75 | Non-Lead
220 Park Dr W | Watertown | 13601 | No | Copper | Unknown | Records | 1930-07-16 | 0.75 | Copper | Records | No | Single Family | Unknown | 1984-09-04 | 0.75 | Non-Lead | Fed off of Academy St
304 & 308 Park Dr W | Watertown | 13601 | No | Copper | Unknown | Records | 1951-05-31 | 1 | Copper | Records | No | Single Family | Unknown | 2000-06-30 | 0.75 | Non-Lead | Fed off of Academy St
304 Park Dr W | Watertown | 13601 | No | Copper | Unknown | Records | 1951-05-31 | 0.75 | Copper | Records | No | Single Family | Unknown | 2000-06-29 | 0.75 | Non-Lead | Fed off of Academy St
312 Park Dr W | Watertown | 13601 | No | Copper | Unknown | Records | 1939-06-07 | 0.75 | Copper | Records | No | Single Family | Unknown | 1949-09-15 | 0.75 | Non-Lead | Fed off of Madison Ave
320 Park Dr W | Watertown | 13601 | No | Copper | Unknown | Records | 2011-08-12 | 1 | Copper | Records | No | Single Family | Unknown | 1961-03-22 | 0.75 | Non-Lead | Fed off of Madison St
130-132 Park Pl | Watertown | 13601 | No | Copper | Unknown | Records | 1999-11-30 | 2 | Copper | Records | No | Business | Unknown | 1999-11-30 | 2 | Non-Lead
135 Park Pl | Watertown | 13601 | Unknown | Galvanized | Unknown | Records | 1932-05-27 | 1 | Galvanized | Records | No | Business | Unknown | 1932-05-28 | 1 | GSLRR
114 Parker St | Watertown | 13601 | No | Copper | Unknown | Records | 1932-06-10 | 1 | Copper | Records | No | Business | Unknown | 1994-09-02 | 1 | Non-Lead
115 Parker St | Watertown | 13601 | No | Copper | Unknown | Records | 1951-07-03 | 0.75 | Copper | Records | No | Business | Unknown | 1951-07-03 | 0.75 | Non-Lead
128 Parker St | Watertown | 13601 | No | Copper | Unknown | Records | 1932-06-02 | 1 | Copper | Records | No | Single Family | Unknown | 1929-04-22 | 1 | Non-Lead
134 Parker St | Watertown | 13601 | No | Copper | Unknown | Records | 1978-03-22 | 1 | Copper | Records | No | Multi Family | Unknown | 1978-03-22 | 1 | Non-Lead
204 (Asbury Church) Parker St | Watertown | 13601 | No | Copper | Unknown | Records | 2007-09-17 | 2 | Copper | Records | No | Business | Unknown | 1964-09-23 | 2 | Non-Lead
207-209 Parker St | Watertown | 13601 | No | Copper | Unknown | Records | 1949-01-20 | 0.75 | Copper | Records | No | Multi Family | Unknown | 1949-01-20 | 0.75 | Non-Lead
211 Parker St | Watertown | 13601 | No | Copper | Unknown | Records | 1939-08-29 | 0.75 |  |  | No | Multi Family | Unknown |  | 0.75 |  | Unknown inside Data
217-219 (Vacant Lot) Parker St | Watertown | 13601 | No | Copper | Unknown | Records | 1932-06-02 | 0.75 | [8 empty] | Demolished, Unknown termination point
Holy Family School Parker St | Watertown | 13601 | Unknown | Known Other | Unknown | Records | 1953-06-11 | 3 | Known Other | Records | Unknown | School Childcare | Unknown | 1953-05-04 | 3 | Non-Lead
347 Pawling St | Watertown | 13601 | No | Copper | No | Records | 1931-08-18 | 0.75 | Copper | Records | No | Single Family | Unknown | 1931-08-18 | 0.75 | Non-Lead
351 Pawling St | Watertown | 13601 | No | Copper | No | Records | 1928-09-11 | 0.75 | Copper | Records | No | Single Family | Unknown | 1928-10-13 | 0.75 | Non-Lead
355 Pawling St | Watertown | 13601 | No | Copper | No | Records | 1928-09-11 | 0.75 | Copper | Records | No | Single Family | Unknown | 1928-09-11 | 0.75 | Non-Lead
359 Pawling St | Watertown | 13601 | No | Copper | No | Records | 1928-10-09 | 0.75 | Copper | Records | No | Single Family | Unknown | 1928-10-09 | 0.75 | Non-Lead
367 Pawling St | Watertown | 13601 | No | Copper | Unknown | Records | 1928-10-09 | 0.75 |  |  | No | Single Family | Unknown |  | 0.75 |  | Unknown inside Data
371 Pawling St | Watertown | 13601 | No | Copper | Unknown | Records | 1928-10-11 | 0.75 | Copper | Records | No | Single Family | Unknown | 1928-10-11 | 0.75 | Non-Lead
372 Pawling St | Watertown | 13601 | No | Copper | No | Records | 1987-12-21 | 0.75 | Copper | Records | No | Single Family | Unknown | 1987-12-21 | 0.75 | Non-Lead
375 Pawling St | Watertown | 13601 | No | Copper | Unknown | Records | 1928-10-09 | 0.75 |  |  | No | Single Family | Unknown |  | 0.75 |  | Unknown inside Data
376 Pawling St | Watertown | 13601 | No | Copper | No | Records | 1955-06-09 | 0.75 | Copper | Records | No | Single Family | Unknown | 1955-06-09 | 0.75 | Non-Lead
379 Pawling St | Watertown | 13601 | No | Copper | Unknown | Records | 1934-12-27 | 0.75 | Copper | Records | No | Single Family | Unknown | 1957-01-16 | 0.75 | Non-Lead
380 Pawling St | Watertown | 13601 | No |  | Unknown |  |  | 0.75 |  |  | Unknown | Single Family | Unknown |  | 0.75 |  | Unknown Data inside and City side
385-387 Pawling St | Watertown | 13601 | No | Copper | Unknown | Records | 1996-06-06 | 0.75 | Copper | Records | No | Multi Family | Unknown | 1996-06-06 | 0.75 | Non-Lead
386 Pawling St | Watertown | 13601 | No | Copper | Unknown | Records | 1934-12-27 | 0.75 | Galvanized | Records | No | Single Family | Unknown | 1919-06-24 | 0.75 | GSLRR | 10' of 3/4 Copper inside c/s for repair, Galvanized rest of way
389 Pawling St | Watertown | 13601 | No | Copper | Unknown | Records | 1927-04-09 | 0.75 | Copper | Records | No | Multi Family | Unknown | 1927-04-09 | 0.75 | Non-Lead
394 Pawling St | Watertown | 13601 | No | Copper | Unknown | Records | 1935-01-29 | 0.75 | Copper | Records | No | Single Family | Unknown | 1931-07-06 | 0.75 | Non-Lead
397 Pawling St | Watertown | 13601 | No | Copper | Unknown | Records | 1934-12-27 | 0.75 | Copper | Records | No | Single Family | Unknown | 1987-04-03 | 0.75 | Non-Lead
398 Pawling St | Watertown | 13601 | No | Copper | Unknown | Records | 1935-01-29 | 0.75 | Unknown | Records | No | Single Family | Unknown | 1923-10-08 | 0.75 | Unknown | Unknown Data inside and most of City side
400 Pawling St | Watertown | 13601 | No | Unknown | Unknown | Records | 1934-12-27 | 0.75 | Unknown | Records | Unknown | Single Family | Unknown | 1923-10-27 | 0.75 | Unknown | Unknown Data inside and City side, 3/4 Copper conection at main
401 Pawling St | Watertown | 13601 | No | Copper | Unknown | Records | 1956-10-16 | 0.75 | Copper | Records | No | Single Family | Unknown | 1956-10-16 | 0.75 | Non-Lead
404 Pawling St | Watertown | 13601 | No | Copper | Unknown | Records | 1928-11-08 | 0.75 | Copper | Records | No | Single Family | Unknown | 1928-11-08 | 0.75 | Non-Lead
405 Pawling St | Watertown | 13601 | No | Copper | Unknown | Records | 1934-12-27 | 0.75 | Copper | Records | No | Single Family | Unknown | 1935-05-14 | 0.75 | Non-Lead
411 Pawling St | Watertown | 13601 | No | Copper | Unknown | Records | 1934-12-27 | 0.75 | Copper | Records | No | Single Family | Unknown | 1959-07-27 | 0.75 | Non-Lead
412 Pawling St | Watertown | 13601 | No | Copper | Yes | Records | 1934-12-27 | 0.75 | Copper | Records | No | Single Family | Unknown | 1980-02-20 | 0.75 | Non-Lead
415 Pawling St | Watertown | 13601 | No | Copper | Unknown | Records | 1934-12-27 | 0.75 | Unknown | Records | No | Single Family | Unknown | 1918-08-26 | 0.75 | Unknown | Unknown inside Data
416 Pawling St | Watertown | 13601 | No | Copper | Unknown | Records | 1985-09-18 | 0.75 | Copper | Records | No | Single Family | Unknown | 1985-09-18 | 0.75 | Non-Lead
417 Pawling St | Watertown | 13601 | No | Copper | Unknown | Records | 1934-12-27 | 0.75 | Galvanized | Records | No | Single Family | Unknown | 1921-05-20 | 0.75 | GSLRR | Galvanized inside
421 Pawling St | Watertown | 13601 | No | Copper | Unknown | Records | 1934-12-27 | 0.75 | Copper | Records | No | Multi Family | Unknown | 2010-04-30 | 0.75 | Non-Lead
422 Pawling St | Watertown | 13601 | No | Copper | Unknown | Records | 1930-07-21 | 0.75 | Copper | Records | No | Single Family | Unknown | 2015-10-26 | 0.75 | Non-Lead
111 Pearl Ave N | Watertown | 13601 | No | Copper | Unknown | Records | 1934-03-17 | 0.75 | Copper | Records | No | Single Family | Unknown | 2012-12-04 | 0.75 | Non-Lead
114 Pearl Ave N | Watertown | 13601 | No | Copper | No | Records | 1946-07-03 | 0.75 | Copper | Records | No | Single Family | Unknown | 1992-05-20 | 0.75 | Non-Lead
115 Pearl Ave N | Watertown | 13601 | No | Copper | No | Records | 1927-05-11 | 0.75 | Copper | Records | No | Single Family | Unknown | 1927-05-12 | 0.75 | Non-Lead
119 Pearl Ave N | Watertown | 13601 | No | Copper | Unknown | Records | 1938-03-17 | 0.75 | Unknown | Records | No | Single Family | Unknown |  | 0.75 | Unknown | Unknown inside Data
121 Pearl Ave N | Watertown | 13601 | No | Copper | Unknown | Records | 1938-03-17 | 0.75 | Copper | Records | No | Single Family | Unknown | 1982-09-21 | 0.75 | Non-Lead
122 Pearl Ave N | Watertown | 13601 | No | Copper | No | Records | 1974-11-13 | 0.75 | Copper | Records | No | Single Family | Unknown | 1974-11-13 | 0.75 | Non-Lead
125 Pearl Ave N | Watertown | 13601 | No | Copper | Unknown | Field Insp | 2019-04-17 | 0.75 | Unknown |  | No | Single Family | Unknown |  | 0.75 | Unknown | Unknown inside Data
129-131 Pearl Ave N | Watertown | 13601 | No | Copper | Yes | Records | 1938-03-17 | 0.75 | Unknown |  | No | Multi Family | Unknown | 1923-05-09 | 0.75 | Unknown | Unknown inside Data
130-132 Pearl Ave N | Watertown | 13601 | No | Copper | Unknown | Records | 1938-03-17 | 0.75 | Copper | Records | No | Multi Family | Unknown | 1995-12-12 | 0.75 | Non-Lead
133 Pearl Ave N | Watertown | 13601 | No | Copper | Unknown | Records | 1938-07-28 | 0.75 | Unknown | Records | No | Single Family | Unknown | 1977-10-12 | 0.75 | Unknown | Unknown inside Material
134 Pearl Ave N | Watertown | 13601 | No | Copper | Unknown | Records | 1938-03-17 | 0.75 | Copper | Records | No | Single Family | Unknown | 2000-05-24 | 0.75 | Non-Lead
135-137 Pearl Ave N | Watertown | 13601 | No | Copper | Unknown | Records | 1938-03-17 | 0.75 | Copper | Records | No | Multi Family | Unknown | 1997-08-06 | 0.75 | Non-Lead
138 Pearl Ave N | Watertown | 13601 | No | Copper | Unknown | Records | 1968-10-02 | 0.75 | Copper | Records | No | Single Family | Unknown | 1968-10-02 | 0.75 | Non-Lead
214 Pearl Ave N | Watertown | 13601 | No | Copper | Unknown | Records | 1938-02-04 | 0.75 | Copper | Records | No | Single Family | Unknown | 1938-02-04 | 0.75 | Non-Lead
217 Pearl Ave N | Watertown | 13601 | No | Copper | Unknown | Field Insp |  | 0.75 | Copper | Records | No | Single Family | Unknown | 2000-04-03 | 0.75 | Non-Lead | Unknown City side Data
218 Pearl Ave N | Watertown | 13601 | No | Copper | Unknown | Records | 1962-11-08 | 0.75 | Copper | Records | No | Single Family | Unknown | 1962-11-08 | 0.75 | Non-Lead
221 Pearl Ave N | Watertown | 13601 | Unknown | Unknown | Unknown | Records | 1923-07-02 | 1 | Unknown | Not Verified | Unknown | Single Family | Unknown |  | 1 | Unknown | Unknown Data inside and City side
224 Pearl Ave N | Watertown | 13601 | No | Copper | No | Records | 1963-04-30 | 0.75 | Copper | Records | No | Single Family | Unknown | 1963-04-30 | 0.75 | Non-Lead
225 Pearl Ave N | Watertown | 13601 | No | Copper | Unknown | Records | 1991-05-13 | 1 | Copper | Records | No | Single Family | Unknown | 1991-05-13 | 0.75 | Non-Lead
233 Pearl Ave N | Watertown | 13601 | No | Copper | No | Records | 1956-08-21 | 0.75 | Copper | Records | No | Single Family | Unknown | 1956-08-21 | 0.75 | Non-Lead
234 Pearl Ave N | Watertown | 13601 | No | Copper | No | Records | 1963-08-21 | 0.75 | Unknown | Records | No | Single Family | Unknown | 1963-08-21 | 0.75 | Unknown | Unknown inside Data
237 Pearl Ave N | Watertown | 13601 | No | Copper | No | Records | 1958-06-13 | 0.75 | Copper | Records | No | Single Family | Unknown | 1958-06-13 | 0.75 | Non-Lead
241 Pearl Ave N | Watertown | 13601 | No | Copper | No | Records | 1958-06-30 | 0.75 | Copper | Records | No | Single Family | Unknown | 1958-06-30 | 0.75 | Non-Lead
245 Pearl Ave N | Watertown | 13601 | No | Copper | No | Records | 1962-08-24 | 0.75 | Copper | Records | No | Single Family | Unknown | 1962-08-24 | 0.75 | Non-Lead | Fed off of Ohio St
111 Pearl Ave S | Watertown | 13601 | No | Copper | Unknown | Records | 2004-09-27 | 0.75 | Copper | Records | No | Single Family | Unknown | 2007-04-24 | 0.75 | Non-Lead
114 Pearl Ave S | Watertown | 13601 | No | Copper | Unknown | Records | 1957-11-25 | 0.75 | Copper | Records | No | Single Family | Unknown | 1957-11-25 | 0.75 | Non-Lead
115 Pearl Ave S | Watertown | 13601 | No | Copper | Unknown | Records | 1991-07-26 | 0.75 | Copper | Records | No | Single Family | Unknown | 1991-07-26 | 0.75 | Non-Lead | Fed off of 16" main in back yard
116 Pearl Ave S | Watertown | 13601 | No | Copper | Unknown | Records | 1994-06-14 | 1 | Copper | Records | No | Single Family | Unknown | 1994-06-14 | 0.75 | Non-Lead
119 Pearl Ave S | Watertown | 13601 | No | Copper | Unknown | Records | 1995-09-29 | 0.75 | Copper | Records | No | Single Family | Unknown | 1995-09-29 | 0.75 | Non-Lead
120 Pearl Ave S | Watertown | 13601 | No | Copper | Unknown | Records | 2005-09-22 | 0.75 | Copper | Records | No | Single Family | Unknown | 2005-09-21 | 0.75 | Non-Lead
123 Pearl Ave S | Watertown | 13601 | No | Copper | Unknown | Records | 1984-09-07 | 0.75 | Copper | Records | No | Single Family | Unknown | 1984-09-07 | 0.75 | Non-Lead
124 Pearl Ave S | Watertown | 13601 | No | Copper | Unknown | Records | 2009-11-10 | 0.75 | Copper | Records | No | Single Family | Unknown | 2010-05-17 | 0.75 | Non-Lead
127 Pearl Ave S | Watertown | 13601 | No | Copper | Unknown | Records | 1947-04-07 | 0.75 | Copper | Records | No | Single Family | Unknown | 1988-05-17 | 0.75 | Non-Lead
128 Pearl Ave S | Watertown | 13601 | No | Copper | Unknown | Records | 1992-10-30 | 0.75 | Copper | Records | No | Single Family | Unknown | 1992-10-30 | 0.75 | Non-Lead
131 Pearl Ave S | Watertown | 13601 | No | Copper | Unknown | Records | 1971-11-15 | 0.75 | Copper | Records | No | Single Family | Unknown | 1971-11-15 | 0.75 | Non-Lead
132 Pearl Ave S | Watertown | 13601 | No | Copper | Yes | Records | 2004-05-27 | 1 | Copper | Records | No | Single Family | Unknown | 2004-05-26 | 1 | Non-Lead
135 Pearl Ave S | Watertown | 13601 | No | Copper | Unknown | Records | 1954-09-04 | 0.75 | Copper | Records | No | Single Family | Unknown | 1954-09-04 | 0.75 | Non-Lead
136 Pearl Ave S | Watertown | 13601 | No | Copper | Unknown | Records | 1959-06-03 | 0.75 | Copper | Records | No | Single Family | Unknown | 2010-07-06 | 0.75 | Non-Lead
103 (Black Clawson Co) Pearl St | Watertown | 13601 | No | Copper | Unknown | Records | 1995-08-16 | 1 | Copper | Records | No | Business | Unknown | 1995-08-16 | 1 | Non-Lead
490 Pearl St | Watertown | 13601 | No | Copper | Unknown | Records | 1936-06-15 | 0.75 | [8 empty] | Demolished, Unknown termination point 3/4 Copper
504 Pearl St | Watertown | 13601 | No | Copper | Unknown | Records | 1936-09-03 | 0.75 | Copper | Records | No | Business | Unknown | 1936-09-18 | 0.75 | Non-Lead
510 (Demolished-Parking Lot) Pearl St | Watertown | 13601 | No | Copper | Unknown | Records | 1936-09-14 | 0.75 | [8 empty] | Demolished, 3/4 Copper Hot main to C/S
511 (Location Abandoned Fire Service) Pearl St | Watertown | 13601 | No | Known Other | Unknown | Records |  | 8 | [8 empty] | 2 X 8" Fire Services Discontinued Cut and Capped
516 & 522 Pearl St | Watertown | 13601 | No | Copper | Unknown | Records | 2010-05-14 | 0.75 | Copper | Records | No | Multi Family | Unknown | 2010-05-14 | 0.75 | Non-Lead
519 Pearl St | Watertown | 13601 | No | Copper | Unknown | Records | 1939-09-14 | 0.75 | Copper | Records | No | Single Family | Unknown | 1988-06-03 | 0.75 | Non-Lead
522 Pearl St | Watertown | 13601 | No | Copper | Unknown | Records | 1930-02-21 | 0.75 | Copper | Records | No | Multi Family | Unknown | 2014-04-08 | 0.75 | Non-Lead
525 Pearl St | Watertown | 13601 | No | Copper | Unknown | Records | 1939-09-14 | 0.75 |  |  | No | Single Family | Unknown |  | 0.75 |  | Unknown inside Data
528 Pearl St | Watertown | 13601 | No | Copper | Unknown | Records | 1939-09-14 | 0.75 | Copper | Records | No | Single Family | Unknown | 1939-09-14 | 0.75 | Non-Lead
531 Pearl St | Watertown | 13601 | No | Copper | Unknown | Records | 1939-10-13 | 0.75 | Unknown |  | No | Single Family | Unknown | 1915-04-13 | 0.75 | Unknown | Unknown inside Data
534 Pearl St | Watertown | 13601 | No | Copper | Unknown | Records | 1939-10-16 | 0.75 | Copper | Records | No | Single Family | Unknown | 1939-10-16 | 0.75 | Non-Lead
535-537 Pearl St | Watertown | 13601 | No | Copper | Unknown | Records | 1939-10-17 | 0.75 | Unknown |  | No | Multi Family | Unknown |  | 0.75 | Unknown | Unknown inside Data
545 Pearl St | Watertown | 13601 | No | Copper | Unknown | Records | 1939-10-18 | 0.75 | Unknown |  | No | Single Family | Unknown |  | 0.75 | Unknown | Unknown inside Data
548 Pearl St | Watertown | 13601 | No | Copper | Unknown | Records | 1939-09-14 | 0.75 | Copper | Records | No | Single Family | Unknown | 1939-09-14 | 0.75 | Non-Lead
553-555 (Question Discontinued Service) Pearl St | Watertown | 13601 | No | Copper | Unknown | Records | 1932-04-19 | 0.75 | [8 empty] | Demolished, Unknown termination point
554-556 Pearl St | Watertown | 13601 | No | Copper | Unknown | Records | 1939-10-20 | 0.75 | Copper | Records | No | Multi Family | Unknown | 1939-10-20 | 0.75 | Non-Lead
557-559 Pearl St | Watertown | 13601 | No | Copper | Unknown | Records | 1939-10-20 | 1 | Unknown |  | No | Business | Unknown |  | 1 | Unknown | Unknown inside Data
564 Pearl St | Watertown | 13601 | No | Copper | Unknown | Records | 1939-10-20 | 0.75 | Unknown |  | No | Single Family | Unknown |  | 0.75 | Unknown | Unknown inside Data
572-574 Pearl St | Watertown | 13601 | No | Copper | Unknown | Records | 1951-09-14 | 0.75 | Copper | Records | No | Multi Family | Unknown | 1951-09-14 | 0.75 | Non-Lead
573 (Demolished) Pearl St | Watertown | 13601 | No | Unknown | Unknown | Records | 1927-09-19 | 0.75 | [8 empty] | Demolished, Hot main to C/S
608 Pearl St | Watertown | 13601 | No | Copper | Unknown | Records | 1934-07-25 | 1 | Copper | Records | No | Business | Unknown | 1934-07-25 | 1 | Non-Lead
709 (Rear) Pearl St | Watertown | 13601 | No | Copper | No | Records | 1997-08-12 | 1 | Copper | Records | No | Business | Unknown | 1997-08-12 | 1 | Non-Lead | Fed off Purdie Ave
787 Pearl St | Watertown | 13601 | Unknown | Known Other | Unknown | Records | 1914-10-10 | 6 | Known Other | Records | Unknown | Business | Unknown | 1914-10-10 | 6 | Non-Lead
804 Pearl St | Watertown | 13601 | No | Copper | Unknown | Records | 1946-04-27 | 0.75 | Copper | Records | No | Single Family | Unknown | 1946-04-27 | 0.75 | Non-Lead
808 Pearl St | Watertown | 13601 | No | Copper | Unknown | Records | 1976-07-26 | 0.75 | Copper | Records | No | Single Family | Unknown | 1976-08-02 | 0.75 | Non-Lead
814 (Demolished) Pearl St | Watertown | 13601 | No | Copper | No | Records | 1946-07-16 | 0.75 | [8 empty] | Demolished, Unknown termination point
890 (Car Wash) Pearl St | Watertown | 13601 | No | Copper | No | Records | 1986-09-29 | 1 | Copper | Records | No | Business | Unknown | 1986-09-29 | 1 | Non-Lead | 2 X 1" Copper Services
Little League Ball Field Pearl St | Watertown | 13601 | No | Copper | No | Records | 1956-06-05 | 0.75 | [8 empty] | Demolished, Unknown termination point
Meter Pit (Outer Pearl St For 24437-24451 St Rt 283) Pearl St | Watertown | 13601 | No | Copper | No | Records | 1973-09-07 | 1 |  |  | No | Multi Family | None |  |  |  | Unknown inside Data
Patterson Farm Pit Pearl St | Watertown | 13601 | No | Copper | No | Records | 1953-10-28 | 1 | [8 empty] | Terminated 1/15/1997
Sewall Island Hydro Plant Pearl St | Watertown | 13601 | No | Galvanized | Unknown | Records |  | 2 |  |  | Unknown | Business | None |  |  |  | Unknown Data inside and City side
111 Phelps St | Watertown | 13601 | No | Copper | Unknown | Records | 1998-04-08 | 0.75 | Copper | Records | No | Single Family | Unknown | 1998-04-08 | 0.75 | Non-Lead
114 Phelps St | Watertown | 13601 | No | Copper | Unknown | Records | 1979-04-18 | 0.75 | Copper | Records | No | Single Family | Unknown | 1979-04-18 | 0.75 | Non-Lead
115 Phelps St | Watertown | 13601 | Unknown | Unknown | Unknown | Records | 1921-05-23 | 0.75 | Unknown | Records | Unknown | Single Family | Unknown | 1921-05-23 | 0.75 | Unknown | Unknown Data inside and City side
116 Phelps St | Watertown | 13601 | No | Copper | Unknown | Records | 1932-05-31 | 0.75 | Galvanized | Records | No | Single Family | Unknown | 1928-04-28 | 0.75 | GSLRR
117 Phelps St | Watertown | 13601 | No | Copper | Unknown | Records | 1956-08-23 | 0.75 | Copper | Records | No | Single Family | Unknown | 1956-08-23 | 0.75 | Non-Lead
118 Phelps St | Watertown | 13601 | No | Copper | Unknown | Records | 1928-04-28 | 0.75 | Copper | Records | No | Single Family | Unknown | 1928-04-28 | 0.75 | Non-Lead
123 Phelps St | Watertown | 13601 | No | Copper | Unknown | Records | 1941-12-29 | 0.75 | Copper | Records | No | Single Family | Unknown | 1988-08-15 | 0.75 | Non-Lead
207 Phelps St | Watertown | 13601 | No | Copper | Unknown | Records | 1936-09-18 | 0.75 | Copper | Records | No | Multi Family | Unknown | 1987-12-01 | 0.75 | Non-Lead
210 Phelps St | Watertown | 13601 | No | Copper | Unknown | Records | 1947-05-13 | 0.75 | Copper | Records | No | Single Family | Unknown | 1947-06-13 | 0.75 | Non-Lead
211 Phelps St | Watertown | 13601 | No | Copper | Unknown | Records | 1935-08-07 | 0.75 | Copper | Records | No | Multi Family | Unknown | 1968-09-16 | 0.75 | Non-Lead
212 Phelps St | Watertown | 13601 | No | Copper | Unknown | Records | 1935-08-07 | 0.75 | Copper | Records | No | Single Family | Unknown | 1967-10-18 | 0.75 | Non-Lead
215 Phelps St | Watertown | 13601 | No | Copper | Unknown | Records | 1953-03-31 | 0.75 | Copper | Records | No | Multi Family | Unknown | 1953-03-31 | 0.75 | Non-Lead
216 Phelps St | Watertown | 13601 | No | Copper | Unknown | Records | 1935-08-07 | 0.75 | Copper | Records | No | Single Family | Unknown | 1972-09-18 | 0.75 | Non-Lead
218 Phelps St | Watertown | 13601 | Unknown | Galvanized | Unknown | Records | 1907-07-02 | 0.75 | Copper | Records | No | Single Family | Unknown | 1995-06-19 | 0.75 | Non-Lead
311 Phelps St | Watertown | 13601 | No | Copper | Unknown | Records | 1934-08-16 | 0.75 | Copper | Records | No | Single Family | Unknown | 1934-08-16 | 0.75 | Non-Lead
312 Phelps St | Watertown | 13601 | No | Copper | Unknown | Records | 1934-08-15 | 0.75 | Copper | Records | No | Single Family | Unknown | 1934-08-15 | 0.75 | Non-Lead
316 Phelps St | Watertown | 13601 | No | Copper | Unknown | Records | 1968-08-21 | 0.75 | Copper | Records | No | Single Family | Unknown | 1968-08-21 | 0.75 | Non-Lead
318 & 320-322 Phelps St | Watertown | 13601 | No | Copper | Unknown | Records | 1937-09-30 | 0.75 | Copper | Records | No | Multi Family | Unknown | 2004-11-01 | 0.75 | Non-Lead | Fed off of Griffin St
508 Pine St | Watertown | 13601 | No | Copper | Unknown | Records | 1955-04-25 | 0.75 | Copper | Records | No | Single Family | Unknown | 1955-04-25 | 0.75 | Non-Lead
518 Pine St | Watertown | 13601 | No | Copper | Unknown | Records | 1953-06-30 | 0.75 | Copper | Records | No | Business | Unknown | 1953-06-30 | 0.75 | Non-Lead | 4" Fire Service installed 8/13/1959
600 Pine St | Watertown | 13601 | No | Copper | Unknown | Records | 1935-06-01 | 0.75 | Copper | Records | No | Multi Family | Unknown | 2022-05-24 | 0.75 | Non-Lead | Fed off of Meadow St S
604 Pine St | Watertown | 13601 | No | Copper | Unknown | Records | 2006-02-03 | 0.75 | Copper | Records | No | Single Family | Unknown | 2006-06-13 | 0.75 | Non-Lead
109 Pleasant St N | Watertown | 13601 | No | Copper | Unknown | Records | 2002-09-10 | 1 | Copper | Records | No | Single Family | Unknown | 2002-09-11 | 0.75 | Non-Lead
110 Pleasant St N | Watertown | 13601 | No | Copper | Unknown | Records | 1958-06-03 | 0.75 | Galvanized |  | No | Single Family | Unknown |  | 0.75 | GSLRR | Unknown inside Data
113 Pleasant St N | Watertown | 13601 | No | Copper | Unknown | Records | 2002-09-11 | 1 | Copper | Records | No | Single Family | Unknown | 1939-10-21 | 0.75 | Non-Lead
114-116 Pleasant St N | Watertown | 13601 | No | Copper | Unknown | Records | 1958-06-03 | 0.75 | Copper | Records | No | Multi Family | Unknown | 1958-05-20 | 0.75 | Non-Lead
117-119 Pleasant St N | Watertown | 13601 | No | Copper | Unknown | Records | 2002-09-17 | 1 | Copper | Records | No | Multi Family | Unknown | 1951-03-21 | 0.75 | Non-Lead
118 Pleasant St N | Watertown | 13601 | No | Copper | Unknown | Records | 1958-06-03 | 0.75 | Copper | Records | No | Single Family | Unknown | 1958-04-08 | 0.75 | Non-Lead
122 Pleasant St N | Watertown | 13601 | No | Copper | Unknown | Records | 1958-06-05 | 0.75 | Unknown |  | No | Single Family | Unknown |  |  | Unknown | Unknown inside Data
123 Pleasant St N | Watertown | 13601 | No | Copper | Unknown | Records | 2002-09-13 | 1 | Copper | Records | No | Single Family | Unknown | 2002-09-13 | 1 | Non-Lead
127 Pleasant St N | Watertown | 13601 | No | Copper | Unknown | Records | 2002-09-19 | 1 | Copper | Records | No | Multi Family | Unknown | 1988-06-20 | 0.75 | Non-Lead
128 Pleasant St N | Watertown | 13601 | No | Copper | Unknown | Records | 1958-06-10 | 0.75 | Copper | Records | No | Single Family | Unknown | 1995-01-24 | 0.75 | Non-Lead
132 Pleasant St N | Watertown | 13601 | No | Copper | Unknown | Records | 1958-06-09 | 0.75 | Copper | Records | No | Single Family | Unknown | 1980-08-21 | 0.75 | Non-Lead
133 Pleasant St N | Watertown | 13601 | No | Copper | Unknown | Records | 2002-09-17 | 1 | Copper | Records | No | Single Family | Unknown | 1962-06-13 | 0.75 | Non-Lead
136 (Demolished) Pleasant St N | Watertown | 13601 | No | Copper | Unknown | Records | 1949-05-31 | 0.75 | [8 empty] | Demolished, 3/4 Copper Hot main to C/S
137 Pleasant St N | Watertown | 13601 | No | Copper | Unknown | Records | 2002-09-20 | 1 | Copper | Records | No | Single Family | Unknown | 1926-10-19 | 0.75 | Non-Lead
140 (Question Discontinued Service) Pleasant St N | Watertown | 13601 | No | Copper | Unknown | Records | 1958-06-05 | 0.75 | [6 empty] | 0.75 |  | Demolished, 3/4 Copper Unknown termination point
141 Pleasant St N | Watertown | 13601 | No | Copper | Unknown | Records | 2002-09-23 | 1 | Copper | Records | No | Single Family | Unknown | 1937-08-14 | 0.75 | Non-Lead
145 Pleasant St N | Watertown | 13601 | No | Copper | Unknown | Records | 2002-09-24 | 1 | Copper | Records | No | Multi Family | Unknown | 1962-06-13 | 0.75 | Non-Lead
148 (Demolished-Vacant Lot) Pleasant St N | Watertown | 13601 | No | Known Other | Unknown | Records | 1958-04-25 | 8 | [8 empty] | 8" + 4" mains shut at Gate valves
202 Pleasant St N | Watertown | 13601 | No | Copper | Unknown | Records | 1958-06-18 | 0.75 |  |  | No | Multi Family | Unknown |  |  |  | Unknown inside Data
203 Pleasant St N | Watertown | 13601 | No | Copper | Unknown | Records | 2002-10-01 | 1 | Copper | Records | No | Single Family | Unknown | 2002-10-01 | 1 | Non-Lead
205 Pleasant St N | Watertown | 13601 | No | Copper | Unknown | Records | 2002-09-30 | 1 | Copper | Records | No | Single Family | Unknown | 2014-11-04 | 1 | Non-Lead
206-208 Pleasant St N | Watertown | 13601 | No | Copper | Unknown | Records | 1949-11-07 | 0.75 | Copper | Records | No | Multi Family | Unknown | 1949-11-07 | 0.75 | Non-Lead
207-209 Pleasant St N | Watertown | 13601 | No | Copper | Unknown | Records | 2002-10-02 | 1 | Unknown | Records | No | Multi Family | Unknown | 1915-04-26 | 1 | Unknown | Unknown inside Data
210 Pleasant St N | Watertown | 13601 | No | Copper | Unknown | Records | 1958-06-18 | 0.75 | Copper | Records | No | Single Family | Unknown | 1958-06-19 | 0.75 | Non-Lead
212-214 Pleasant St N | Watertown | 13601 | No | Copper | Unknown | Records | 1957-06-18 | 0.75 | Copper | Records | No | Multi Family | Unknown | 1952-07-16 | 0.75 | Non-Lead
213 Pleasant St N | Watertown | 13601 | No | Copper | Unknown | Records | 2002-10-02 | 1 | Unknown | Records | No | Single Family | Unknown | 1923-05-12 | 1 | Unknown | Unknown inside Data
217 Pleasant St N | Watertown | 13601 | No | Copper | Unknown | Records | 2002-10-02 | 1 | Copper | Records | No | Single Family | Unknown | 1933-05-25 | 0.75 | Non-Lead
224 Pleasant St N | Watertown | 13601 | No | Copper | Unknown | Records | 1958-06-18 | 0.75 | Copper | Records | No | Single Family | Unknown | 1987-07-06 | 0.75 | Non-Lead
242 Pleasant St N | Watertown | 13601 | No | Copper | Unknown | Records | 1968-04-23 | 0.75 | Copper | Records | No | Single Family | Unknown | 1968-04-23 | 0.75 | Non-Lead
246 Pleasant St N | Watertown | 13601 | Unknown | Unknown | Unknown | Records | 1917-03-31 | 0.75 | Unknown | Not Verified | Unknown | Multi Family | Unknown | 1917-03-31 | 0.75 | Unknown | Unknown Data inside and City side
250 Pleasant St N | Watertown | 13601 | Unknown | Unknown | Unknown | Records | 1902-08-11 | 0.75 | Unknown |  | Unknown | Single Family | Unknown |  | 0.75 | Unknown | Unknown Data inside and City side
251 Pleasant St N | Watertown | 13601 | Unknown | Unknown | Unknown | Records | 1907-05-13 | 0.75 | Unknown |  | Unknown | Single Family | Unknown | 1907-05-13 | 0.75 | Unknown | Unknown Data inside and City side
254 Pleasant St N | Watertown | 13601 | No | Copper | Unknown | Records | 1934-10-25 | 0.75 | Copper | Records | No | Single Family | Unknown | 1934-10-25 | 0.75 | Non-Lead
255 Pleasant St N | Watertown | 13601 | No | Copper | Unknown | Records | 1964-06-15 | 0.75 | Copper | Records | No | Multi Family | Unknown | 1964-06-15 | 0.75 | Non-Lead
256 Pleasant St N | Watertown | 13601 | Unknown | Unknown | Unknown |  |  |  | Unknown |  | Unknown | Single Family | Unknown |  |  | Unknown | Unknown Data inside and City side
257 Pleasant St N | Watertown | 13601 | No | Copper | Unknown | Records | 2007-05-08 | 0.75 | Copper | Records | No | Multi Family | Unknown | 2007-05-08 | 0.75 | Non-Lead
104 Pleasant St S | Watertown | 13601 | No | Copper | Unknown | Records | 2006-10-24 | 1 | Copper | Records | No | Multi Family | Unknown | 2010-05-04 | 1 | Non-Lead | Fed off of Pleasant St S
110 Pleasant St S | Watertown | 13601 | No | Copper | Unknown | Records | 1968-09-06 | 0.75 | Copper | Records | No | Single Family | Unknown | 1968-09-10 | 0.75 | Non-Lead
112-114 Pleasant St S | Watertown | 13601 | No | Copper | Unknown | Records | 1999-05-05 | 1 | Copper | Records | No | Multi Family | Unknown | 1999-05-05 | 1 | Non-Lead
115 Pleasant St S | Watertown | 13601 | No | Copper | Unknown | Records | 1937-10-18 | 0.75 | Copper | Records | No | Single Family | Unknown | 1937-10-18 | 0.75 | Non-Lead
116-118 Pleasant St S | Watertown | 13601 | No | Copper | Unknown | Records | 1931-11-07 | 0.75 | Copper | Records | No | Multi Family | Unknown | 1931-11-07 | 0.75 | Non-Lead | 3/4 Galvanized run from 118 to 116 out back
119-121 Pleasant St S | Watertown | 13601 | No | Copper | Unknown | Records | 1964-05-15 | 0.75 | Copper | Records | No | Multi Family | Unknown | 1964-05-15 | 0.75 | Non-Lead
120-122 Pleasant St S | Watertown | 13601 | No | Copper | Unknown | Records | 1936-09-28 | 0.75 | Copper | Records | No | Multi Family | Unknown | 1936-09-28 | 0.75 | Non-Lead
125-127 Pleasant St S | Watertown | 13601 | No | Copper | Unknown | Records | 1997-06-23 | 1 | Copper | Records | No | Multi Family | Unknown | 1997-06-23 | 1 | Non-Lead
129 Pleasant St S | Watertown | 13601 | No | Copper | Unknown | Records | 1956-04-04 | 0.75 | Copper | Records | No | Multi Family | Unknown | 1956-04-04 | 0.75 | Non-Lead | Fed off of Boyd St
208 Pleasant St S | Watertown | 13601 | No | Copper | Unknown | Records | 1945-10-30 | 0.75 | Copper | Records | No | Multi Family | Unknown | 1945-10-30 | 0.75 | Non-Lead
211-213 Pleasant St S | Watertown | 13601 | No | Copper | Unknown | Records | 1937-04-16 | 0.75 | Copper | Records | No | Multi Family | Unknown | 1989-10-12 | 0.75 | Non-Lead
212-214 Pleasant St S | Watertown | 13601 | No | Copper | Unknown | Records | 1934-11-10 | 0.75 | Copper | Records | No | Multi Family | Unknown | 1934-11-10 | 0.75 | Non-Lead
215-217 Pleasant St S | Watertown | 13601 | No | Copper | Unknown | Records | 1927-10-10 | 0.75 | Copper | Records | No | Multi Family | Unknown | 1927-10-11 | 0.75 | Non-Lead
218 Pleasant St S | Watertown | 13601 | No | Copper | Unknown | Records | 1951-10-19 | 0.75 | Copper | Records | No | Single Family | Unknown | 1951-10-19 | 0.75 | Non-Lead
307 Pleasant St S | Watertown | 13601 | No | Copper | Unknown | Records | 2016-03-25 | 1 | Unknown |  | No | Single Family | Unknown | 1913-05-02 | 0.75 | Unknown | Unknown inside Data
308-310 Pleasant St S | Watertown | 13601 | No | Copper | Yes | Records | 2020-09-09 | 1 | Copper | Records | No | Multi Family | Unknown | 2020-09-09 | 1 | Non-Lead | LRP
312 Pleasant St S | Watertown | 13601 | No | Copper | Unknown | Records | 1974-10-10 | 0.75 | Copper | Records | No | Single Family | Unknown | 1974-01-10 | 0.75 | Non-Lead
313 Pleasant St S | Watertown | 13601 | No | Copper | Unknown | Records | 2011-06-21 | 1 | Unknown |  | No | Single Family | Unknown |  | 0.75 | Unknown | Unknown inside Data
314 Pleasant St S | Watertown | 13601 | Unknown | Unknown | Unknown | Not Verified | 1924-06-17 | 1 | Unknown | Not Verified | Unknown | Single Family | Unknown | 1924-06-17 | 1 | Unknown | Unknown Data inside and City side
320 Pleasant St S | Watertown | 13601 | No | Copper | Unknown | Records | 1998-04-13 | 1 | Copper | Records | No | Single Family | Unknown | 1998-04-13 | 1 | Non-Lead | Fed off of Harrison St
326 Pleasant St S | Watertown | 13601 | No | Copper | Yes | Records | 2021-09-10 | 0.75 | Copper | Records | No | Single Family | Unknown | 2021-09-10 | 0.75 | Non-Lead | LRP
336 Pleasant St S | Watertown | 13601 | No | Copper | No | Records | 1958-10-20 | 0.75 | Copper | Records | No | Single Family | Unknown | 1958-10-20 | 0.75 | Non-Lead
337 Pleasant St S | Watertown | 13601 | No | Copper | No | Records | 1946-06-14 | 0.75 | Unknown |  | No | Single Family | Unknown | 1946-06-14 | 0.75 | Unknown | Unknown inside Data
407 Pleasant St S | Watertown | 13601 | No | Copper | Unknown | Records | 1970-10-23 | 0.75 | Copper | Records | No | Single Family | Unknown | 1970-10-23 | 0.75 | Non-Lead
411 Pleasant St S | Watertown | 13601 | No | Copper | Unknown | Records | 1969-10-24 | 0.75 | Copper | Records | No | Single Family | Unknown | 1969-10-24 | 0.75 | Non-Lead
412 Pleasant St S | Watertown | 13601 | Unknown | Unknown | Unknown | Records | 1917-07-10 | 0.75 | Unknown |  | Unknown | Single Family | Unknown |  | 0.75 | Unknown | Unknown Data inside and City side
414 Pleasant St S | Watertown | 13601 | Unknown | Unknown | Unknown | Records | 1924-04-26 | 0.75 |  |  | Unknown | Single Family | Unknown |  | 0.75 |  | Unknown Data inside and City side
419 Pleasant St S | Watertown | 13601 | No | Copper | Unknown | Records | 2002-05-08 | 0.75 | Copper | Records | No | Single Family | Unknown | 1971-08-23 | 0.75 | Non-Lead
420 Pleasant St S | Watertown | 13601 | No | Copper | Unknown | Records | 1934-11-21 | 0.75 | Unknown | Records | No | Single Family | Unknown | 1934-12-07 | 0.75 | Unknown | Unknown inside Data
423 Pleasant St S | Watertown | 13601 | No | Copper | Unknown | Records | 1968-10-02 | 0.75 | Copper | Records | No | Single Family | Unknown | 1953-06-01 | 0.75 | Non-Lead
426 Pleasant St S | Watertown | 13601 | No | Copper | Unknown | Records | 1934-12-06 | 0.75 | Copper | Records | No | Single Family | Unknown | 1934-12-06 | 0.75 | Non-Lead
430 Pleasant St S | Watertown | 13601 | No | Copper | Unknown | Records | 1956-07-03 | 0.75 | Copper | Records | No | Single Family | Unknown | 1956-07-03 | 0.75 | Non-Lead
433 Pleasant St S | Watertown | 13601 | No | Copper | Unknown | Records | 1936-03-26 | 0.75 | Copper | Records | No | Single Family | Unknown | 1935-06-20 | 0.75 | Non-Lead
434 Pleasant St S | Watertown | 13601 | No | Copper | Unknown | Records | 1940-08-24 | 0.75 | Copper | Records | No | Single Family | Unknown | 1940-08-24 | 0.75 | Non-Lead
435 Pleasant St S | Watertown | 13601 | No | Copper | Unknown | Records | 1936-03-24 | 0.75 | Copper | Records | No | Single Family | Unknown | 1989-11-08 | 0.75 | Non-Lead
438 Pleasant St S | Watertown | 13601 | No | Copper | Unknown | Records | 1944-06-22 | 0.75 | Copper | Records | No | Multi Family | Unknown | 2019-05-02 | 0.75 | Non-Lead
439 Pleasant St S | Watertown | 13601 | No | Copper | Unknown | Records | 1940-02-28 | 0.75 | Copper | Records | No | Single Family | Unknown | 2013-02-14 | 0.75 | Non-Lead
443 Pleasant St S | Watertown | 13601 | No | Copper | Unknown | Records | 1952-05-10 | 0.75 | Copper | Records | No | Single Family | Unknown | 1952-05-10 | 0.75 | Non-Lead
444-446 Pleasant St S | Watertown | 13601 | No | Copper | Unknown | Records | 1983-01-07 | 0.75 | Copper | Records | No | Multi Family | Unknown | 1983-01-07 | 0.75 | Non-Lead
447 Pleasant St S | Watertown | 13601 | No | Copper | Unknown | Records | 1945-07-17 | 0.75 | Copper | Records | No | Single Family | Unknown | 2006-06-12 | 0.75 | Non-Lead
448 Pleasant St S | Watertown | 13601 | Yes | Unknown | Yes | Records | 1923-11-10 | 1 |  |  | Unknown | Single Family | Unknown |  |  |  | L/C , Unknown Data inside and out
451 Pleasant St S | Watertown | 13601 | No | Copper | Yes | Records | 2019-08-07 | 1 | Galvanized | Records | No | Single Family | Unknown | 1922-04-29 | 1 | GSLRR | LRC City side Galvanized inside
509 Plum Ave | Watertown | 13601 | Unknown | Unknown | Unknown | Records | 1922-02-01 | 0.75 | Copper | Records | No | Single Family | Unknown | 1960-01-04 | 0.75 | Unknown | Unknown City side Data
513-515 Plum Ave | Watertown | 13601 | Unknown | Unknown | Unknown |  |  | 0.75 |  |  | Unknown | Multi Family | Unknown |  |  |  | Unknown Data inside and City side
519-521 Plum Ave | Watertown | 13601 | No | Copper | Yes | Records | 2019-06-10 | 0.75 |  |  | No | Multi Family | Unknown |  | 0.75 |  | Unknown inside Data
123 (Vacant Lot) Polk St | Watertown | 13601 | No | Copper | No | Records | 1975-08-27 | 0.75 | Copper | Records | No |  |  | 1975-08-27 | 0.75 | Non-Lead | Demolished,3/4 Copper unknown termination point
128 (Demolished) Polk St | Watertown | 13601 | No | Copper | Yes | Records | 1944-11-28 | 0.75 | [8 empty] | Demolished, 3/4 Copper Unknown termination point
140 Polk St | Watertown | 13601 | No | Copper | Unknown | Records | 1987-10-07 | 2 | Copper | Records | No | Multi Family | Unknown | 1987-10-07 | 2 | Non-Lead
154-156 Polk St | Watertown | 13601 | No | Copper | No | Records | 1965-05-17 | 2 | Copper | Records | No | Business | Unknown | 1965-05-17 | 2 | Non-Lead
176 (Vacant Lot) Polk St | Watertown | 13601 | No | Copper | Unknown | Records | 1968-08-05 | 0.75 | [8 empty] | Demolished, 3/4 Copper Unknown termination point
471 (Vacant Lot-Question Discontinued Service) Poplar St | Watertown | 13601 | No | Copper | Unknown | Records | 1958-09-03 | 0.75 | Copper | [5 empty] | 0.75 | Non-Lead | Demolished, 3/4 Copper Unknown termination point
476 Poplar St | Watertown | 13601 | Unknown | Known Other | Unknown | Records | 1958-09-08 | 8 | Known Other | Records | Unknown | Business | Unknown | 1958-09-08 | 8 | Non-Lead | 8" Fire Service
481 Poplar St | Watertown | 13601 | No | Copper | Unknown | Records | 1945-07-05 | 0.75 | Copper | Records | No | Single Family | Unknown | 1945-07-05 | 0.75 | Non-Lead
487 Poplar St | Watertown | 13601 | No | Copper | Unknown | Records | 1958-09-03 | 0.75 |  |  | No | Single Family | Unknown |  | 0.75 |  | Unknown inside Data
491 Poplar St | Watertown | 13601 | No | Copper | Unknown | Records | 1956-08-26 | 0.75 |  |  | No | Single Family | Unknown |  | 0.75 |  | Unknown inside Data
400 Portage St | Watertown | 13601 | No | Copper | Unknown | Records | 1936-10-28 | 0.75 |  |  | No | Single Family | Unknown |  | 0.75 |  | Unknown inside Data
413 Portage St | Watertown | 13601 | No | Copper | Unknown | Records | 1936-10-28 | 0.75 | Copper | Records | No | Single Family | Unknown | 1974-06-07 | 0.75 | Non-Lead
417 Portage St | Watertown | 13601 | No | Copper | Unknown | Records | 1936-10-28 | 0.75 | Copper | Records | No | Single Family | Unknown | 1973-12-28 | 0.75 | Non-Lead
418 Portage St | Watertown | 13601 | No | Copper | Unknown | Records | 1936-10-28 | 0.75 | Copper | Records | No | Single Family | Unknown | 2000-04-19 | 0.75 | Non-Lead
421 Portage St | Watertown | 13601 | No | Copper | Unknown | Records | 1936-10-28 | 0.75 |  |  | No | Single Family | Unknown |  | 0.75 |  | Unknown inside Data
432 (Discontinued Meter Pit) Portage St | Watertown | 13601 | No | Copper | No | Records | 1939-05-08 | 0.75 | [8 empty] | Discontinued Meter pit for Garden
440 Portage St | Watertown | 13601 | No | Copper | Unknown | Records | 1937-09-08 | 0.75 | Copper | Records | No | Single Family | Unknown | 1968-04-15 | 0.75 | Non-Lead
442 Portage St | Watertown | 13601 | No | Copper | Unknown | Records | 1937-08-20 | 0.75 | Copper | Records | No | Single Family | Unknown | 1937-08-20 | 0.75 | Non-Lead
446 Portage St | Watertown | 13601 | No | Copper | Unknown | Records | 1936-10-28 | 0.75 | Copper | Records | No | Single Family | Unknown | 1937-08-24 | 0.75 | Non-Lead
450 Portage St | Watertown | 13601 | No | Copper | Unknown | Records | 1937-09-08 | 0.75 | Copper | Records | No | Single Family | Unknown | 1937-09-09 | 0.75 | Non-Lead
451 Portage St | Watertown | 13601 | No | Copper | Unknown | Records | 1937-09-08 | 0.75 | Copper | Records | No | Single Family | Unknown | 1937-09-09 | 0.75 | Non-Lead
454 Portage St | Watertown | 13601 | No | Copper | Unknown | Records | 1936-10-28 | 0.75 | Copper | Records | No | Single Family | Unknown | 2016-07-05 | 0.75 | Non-Lead
455 Portage St | Watertown | 13601 | No | Copper | Unknown | Records | 1936-10-28 | 0.75 | Copper | Records | No | Single Family | Unknown | 1970-10-27 | 0.75 | Non-Lead
456 Portage St | Watertown | 13601 | No | Copper | Unknown | Records | 1937-08-26 | 0.75 |  |  | No | Single Family | Unknown |  | 0.75 |  | Unknown inside Data
457 Portage St | Watertown | 13601 | No | Copper | Unknown | Records | 1937-10-28 | 0.75 | Copper | Records | No | Single Family | Unknown | 1937-08-25 | 0.75 | Non-Lead
458 Portage St | Watertown | 13601 | No | Copper | Unknown | Records | 1936-10-28 | 0.75 | Copper | Records | No | Single Family | Unknown | 1967-08-29 | 0.75 | Non-Lead
461 Portage St | Watertown | 13601 | No | Copper | Unknown | Records | 1936-10-28 | 0.75 |  |  | No | Single Family | Unknown |  | 0.75 |  | Unknown inside Data
462 (Vacant Lot-Question Discontinued Service) Portage St | Watertown | 13601 | No | Copper | Unknown | Records | 1947-02-08 | 0.75 | [8 empty] | Demolished, 3/4 Copper Unknown termination point
463 Portage St | Watertown | 13601 | No | Copper | Unknown | Records | 1936-10-28 | 0.75 |  |  | No | Single Family | Unknown |  | 0.75 |  | Unknown inside Data
464 Portage St | Watertown | 13601 | No | Copper | Unknown | Records | 1936-10-28 | 0.75 | Copper | Field Insp | No | Single Family | Unknown | 2013-04-25 | 0.75 | Non-Lead
467 Portage St | Watertown | 13601 | No | Copper | Unknown | Records | 1937-09-23 | 0.75 | Copper | Records | No | Single Family | Unknown | 1985-06-11 | 0.75 | Non-Lead
468 Portage St | Watertown | 13601 | No | Copper | Unknown | Records | 1936-10-28 | 0.75 | Copper | Records | No | Single Family | Unknown | 2010-01-14 | 0.75 | Non-Lead
470 Portage St | Watertown | 13601 | No | Copper | Unknown | Records | 1936-10-28 | 0.75 | Copper | Records | No | Single Family | Unknown | 1993-11-10 | 0.75 | Non-Lead
471 Portage St | Watertown | 13601 | No | Copper | Unknown | Records | 1936-10-28 | 0.75 | Copper | Records | No | Single Family | Unknown | 1936-11-05 | 0.75 | Non-Lead
472 Portage St | Watertown | 13601 | No | Copper | Unknown | Records | 1937-08-23 | 0.75 |  |  | No | Single Family | Unknown |  | 0.75 |  | Unknown inside Data
473 Portage St | Watertown | 13601 | No | Copper | Unknown | Records | 1936-10-28 | 0.75 |  |  | No | Single Family | Unknown |  | 0.75 |  | Unknown inside Data
476 Portage St | Watertown | 13601 | No | Copper | Unknown | Records | 1936-12-04 | 0.75 | Copper | Records | No | Single Family | Unknown | 1952-11-07 | 0.75 | Non-Lead
478 Portage St | Watertown | 13601 | No | Copper | Unknown | Records | 1936-10-28 | 0.75 |  |  | No | Single Family | Unknown |  | 0.75 |  | Unknown inside Data
482 Portage St | Watertown | 13601 | No | Copper | Unknown | Records | 1936-10-28 | 0.75 | Copper | Records | No | Single Family | Unknown | 2000-03-30 | 0.75 | Non-Lead
484 Portage St | Watertown | 13601 | No | Copper | Unknown | Records | 1936-10-28 | 0.75 | Unknown |  | No | Single Family | Unknown |  | 0.75 | Unknown | Unknown inside Data
486 Portage St | Watertown | 13601 | No | Copper | Unknown | Records | 1962-08-15 | 0.75 | Copper | Records | No | Single Family | Unknown | 1962-08-15 | 0.75 | Non-Lead
133 Fire Service (Samaritan Keep Nursing Home) Pratt St | Watertown | 13601 | No | Known Other | Unknown | Records | 1972-06-01 | 6 | Known Other | Records | No | Business | Unknown | 1972-06-01 | 6 | Non-Lead | Fire service
199 Pratt St | Watertown | 13601 | No | Copper | No | Records | 1964-06-10 | 1.5 |  |  | No | Business | Unknown |  | 1.5 |  | Unknown inside Data
235 Pratt St | Watertown | 13601 | No |  | No | Records | 1954-05-05 | 0.75 | Copper | Records | No | Single Family | Unknown | 1954-05-05 | 0.75
242 Pratt St | Watertown | 13601 | No | Copper | No | Records | 1959-07-20 | 0.75 | Copper | Records | No | Single Family | Unknown | 1959-08-20 | 0.75 | Non-Lead
245 Pratt St | Watertown | 13601 | No | Copper | Unknown | Records | 1960-04-08 | 0.75 | Copper | Records | No | Single Family | Unknown | 1960-04-08 | 0.75 | Non-Lead
253 Pratt St | Watertown | 13601 | No | Copper | No | Records | 1958-09-23 | 0.75 | Copper | Records | No | Single Family | Unknown | 1958-09-23 | 0.75 | Non-Lead
256 Pratt St | Watertown | 13601 | No | Copper | No | Records | 1955-06-29 | 0.75 | Copper | Records | No | Single Family | Unknown | 1955-06-29 | 0.75 | Non-Lead
259 Pratt St | Watertown | 13601 | No | Copper | Unknown | Records | 1956-07-06 | 0.75 | Copper | Records | No | Single Family | Unknown | 1956-07-06 | 0.75 | Non-Lead
262 Pratt St | Watertown | 13601 | No | Copper | No | Records | 1957-04-15 | 0.75 | Copper | Records | No | Single Family | Unknown | 1957-04-15 | 0.75 | Non-Lead
266 Pratt St | Watertown | 13601 | No | Copper | No | Records | 1958-06-19 | 0.75 | Copper | Records | No | Single Family | Unknown | 1958-06-19 | 0.75 | Non-Lead
267 Pratt St | Watertown | 13601 | No | Copper | No | Records | 1955-09-28 | 0.75 | Copper | Records | No | Single Family | Unknown | 1955-09-28 | 0.75 | Non-Lead
272 Pratt St | Watertown | 13601 | No | Copper | No | Records | 1955-08-04 | 0.75 | Copper | Records | No | Single Family | Unknown | 1955-08-04 | 0.75 | Non-Lead
273 Pratt St | Watertown | 13601 | No | Copper | No | Records | 1955-09-28 | 0.75 | Copper | Records | No | Single Family | Unknown | 1955-09-28 | 0.75 | Non-Lead
281 Pratt St | Watertown | 13601 | No | Copper | No | Records | 1951-07-13 | 0.75 | Copper | Records | No | Single Family | Unknown | 1951-07-13 | 0.75 | Non-Lead | Fed off of Holcomb St
302 Pratt St | Watertown | 13601 | No | Copper | No | Records | 1952-07-02 | 0.75 | Copper | Records | No | Single Family | Unknown | 1952-07-02 | 0.75 | Non-Lead | Fed off of Holcomb St
308 Pratt St | Watertown | 13601 | No | Copper | No | Records | 1960-05-17 | 0.75 | Copper | Records | No | Single Family | Unknown | 1960-05-17 | 0.75 | Non-Lead
312 Pratt St | Watertown | 13601 | No | Copper | No | Records | 1958-07-18 | 1 | Copper | Records | No | Single Family | Unknown | 1958-07-18 | 1 | Non-Lead
313 Pratt St | Watertown | 13601 | No | Copper | No | Records | 1955-06-04 | 0.75 | Copper | Records | No | Single Family | Unknown | 1955-06-04 | 0.75 | Non-Lead
320 Pratt St | Watertown | 13601 | No | Copper | No | Records | 1955-06-10 | 0.75 | Copper | Records | No | Single Family | Unknown | 1955-06-10 | 0.75 | Non-Lead
323 Pratt St | Watertown | 13601 | No | Copper | No | Records | 1953-08-18 | 0.75 | Copper | Records | No | Single Family | Unknown | 1953-08-18 | 0.75 | Non-Lead
324 Pratt St | Watertown | 13601 | No | Copper | No | Records | 1960-04-25 | 0.75 | Copper | Records | No | Single Family | Unknown | 1960-04-25 | 0.75 | Non-Lead
340 Pratt St | Watertown | 13601 | No | Copper | No | Records | 1975-06-02 | 1.5 | Copper | Records | No | Business | Unknown | 1975-06-02 | 1.5 | Non-Lead | Same as 400 Pratt St
400 Pratt St | Watertown | 13601 | No | Copper | No | Records | 1975-06-02 | 1.5 | Copper | Records | No | Business | Unknown | 1975-06-02 | 1.5 | Non-Lead
Rec Dept Skating Rink Pratt St | Watertown | 13601 | No | Copper | No | Records | 2023-06-01 | 1.5 | [8 empty] | 1 1/2 Copper Hot main to C/S
Samaritan Medical Center Pratt St | Watertown | 13601 | Unknown | Known Other | Unknown | Records | 1949-07-28 | 6 | Known Other | Records | Unknown | Business | Unknown | 1949-07-28 | 6 | Non-Lead
306-308-310 Prospect St | Watertown | 13601 | No | Copper | Unknown | Records | 1931-10-02 | 0.75 | Copper | Records | No | Multi Family | Unknown | 1931-10-02 | 0.75 | Non-Lead
311 Prospect St | Watertown | 13601 | No | Copper | Unknown | Records | 1928-05-18 | 0.75 | Copper | Records | No | Business | Unknown | 1928-05-18 | 0.75 | Non-Lead
313 Prospect St | Watertown | 13601 | No | Copper | Unknown | Records | 1977-08-02 | 0.75 | Copper | Records | No | Multi Family | Unknown | 1977-08-02 | 0.75 | Non-Lead
316 (Demolished) Prospect St | Watertown | 13601 | No | Copper | Unknown | Records | 1946-12-11 | 0.75 | [8 empty] | Demolished, 3/4 Copper Hot Main to C/S
319 Prospect St | Watertown | 13601 | No | Copper | Unknown | Records | 2020-07-26 | 0.75 | Copper | Records | No | Single Family | Unknown | 2020-11-24 | 0.75 | Non-Lead
320 Prospect St | Watertown | 13601 | No | Copper | Unknown | Records | 1966-08-04 | 0.75 | Copper | Records | No | Single Family | Unknown | 1966-08-04 | 0.75 | Non-Lead
321 Prospect St | Watertown | 13601 | No | Copper | Unknown | Records | 1984-12-27 | 0.75 | Copper | Records | No | Business | Unknown | 1984-12-27 | 0.75 | Non-Lead
408-410 Prospect St | Watertown | 13601 | No | Copper | Unknown | Records | 1939-04-25 | 0.75 | Copper | Records | No | Multi Family | Unknown | 1935-04-26 | 0.75 | Non-Lead
409 Prospect St | Watertown | 13601 | Unknown | [13 empty] | Demolished, Unknown Data and termination point
411 Prospect St | Watertown | 13601 | No | Copper | Unknown | Field Insp | 2019-07-17 | 0.75 | Unknown | Records | No | Multi Family | Unknown | 1928-07-02 | 0.75 | Unknown
413 Prospect St | Watertown | 13601 | No | Copper | Unknown | Records | 1938-06-20 | 0.75 |  |  | No | Single Family | Unknown |  | 0.75 |  | Unknown inside Data
414 Prospect St | Watertown | 13601 | No | Copper | Unknown | Records | 1950-12-12 | 0.75 | Copper | Records | No | Single Family | Unknown | 1950-12-12 | 0.75 | Non-Lead
418 Prospect St | Watertown | 13601 | No | Copper | Unknown | Records | 1928-11-16 | 0.75 | Copper | Records | No | Multi Family | Unknown | 1928-11-16 | 0.75 | Non-Lead
419 Prospect St | Watertown | 13601 | No | Copper | Unknown | Records | 1938-06-20 | 0.75 |  |  | No | Single Family | Unknown |  | 0.75 |  | Unknown inside Data
420 Prospect St | Watertown | 13601 | No | Copper | Unknown | Records | 1932-04-19 | 0.75 | Copper | Records | No | Multi Family | Unknown | 1932-04-19 | 0.75 | Non-Lead
421-423 Prospect St | Watertown | 13601 | No | Copper | Unknown | Records | 1932-06-30 | 0.75 | Galvanized | Records | No | Multi Family | Unknown | 1932-06-30 | 0.75 | GSLRR | Galvanized inside
424 Prospect St | Watertown | 13601 | No | Copper | Unknown | Records | 1932-05-30 | 0.75 | Copper | Records | No | Multi Family | Unknown | 1932-05-30 | 0.75 | Non-Lead
428 Prospect St | Watertown | 13601 | No | Copper | Yes | Records | 2020-05-06 | 0.75 | Copper | Records | No | Single Family | Unknown | 2020-05-06 | 0.75 | Non-Lead
573 & 575-577 & 579-583 Prospect St W | Watertown | 13601 | No | Copper | Unknown | Records | 1929-09-24 | 1 | Copper | Records | No | Multi Family | Unknown | 1929-09-24 | 1 | Non-Lead
584 & 586 (584 Demolished) Prospect St W | Watertown | 13601 | No | Copper | Unknown | Records | 1927-06-17 | 0.75 | Copper | Records | No | Single Family | Unknown | 1979-08-13 | 0.75 | Non-Lead | 584 Demolished
587 Prospect St W | Watertown | 13601 | No | Copper | Unknown | Records | 1931-07-14 | 0.75 | Copper | Records | No | Single Family | Unknown | 1931-07-14 | 0.75 | Non-Lead
588 Prospect St W | Watertown | 13601 | No | Copper | Unknown | Records | 1937-10-04 | 0.75 | Unknown |  | No | Multi Family | Unknown |  | 0.75 | Unknown | Unknown inside Data
589 & 591 Prospect St W | Watertown | 13601 | No | Copper | Unknown | Records | 1945-05-05 | 0.75 | Copper | Records | No | Multi Family | Unknown | 1945-05-05 | 0.75 | Non-Lead
592 (Demolished) Prospect St W | Watertown | 13601 | No | Copper | Unknown | Records | 1948-05-25 | 0.75 | [8 empty] | Demolished, 3/4 Copper Hot Main to C/S
595 Prospect St W | Watertown | 13601 | No | Copper | Unknown | Records | 1932-05-10 | 0.75 |  |  | No | Single Family | Unknown |  |  |  | Unknown inside Data
603 (Vacant Lot-Question Of Discontinued Service) Prospect St W | Watertown | 13601 | No | Copper | Unknown | Records | 1956-05-07 | 2 | [8 empty] | Demolished, Unknown termination point
607 (Vacant Lot-Question Of Discontinued Service) Prospect St W | Watertown | 13601 | No | Copper | Unknown | Records | 1970-09-09 | 1 | [8 empty] | Demolished, 1" Copper unknown termination point
609 Prospect St W | Watertown | 13601 | No | Copper | Unknown | Records | 1930-03-20 | 1 | Copper | Records | No | Single Family | Unknown | 1986-11-04 | 0.75 | Non-Lead
611 Prospect St W | Watertown | 13601 | No | Copper | Unknown | Records | 1937-10-04 | 0.75 |  |  | No | Multi Family | Unknown |  | 0.75 |  | Unknown inside Data
613 Prospect St W | Watertown | 13601 | No | Copper | Unknown | Records | 1937-10-15 | 0.75 |  |  | No | Single Family | Unknown |  | 0.75 |  | Unknown inside Data
614 Prospect St W | Watertown | 13601 | No | Copper | Unknown | Records | 1934-03-17 | 0.75 | Copper | Records | No | Multi Family | Unknown | 1973-01-26 | 0.75 | Non-Lead
618 Prospect St W | Watertown | 13601 | No | Copper | Unknown | Records | 1937-10-15 | 0.75 |  |  | No | Single Family | Unknown |  | 0.75 |  | Unknown inside Data
621 Prospect St W | Watertown | 13601 | No | Copper | Unknown | Records | 1937-10-04 | 0.75 | Copper | Records | No | Single Family | Unknown | 2011-02-01 | 0.75 | Non-Lead
622 Prospect St W | Watertown | 13601 | No | Copper | Unknown | Records | 1934-02-27 | 0.75 | Copper | Records | No | Multi Family | Unknown | 1975-08-01 | 0.75 | Non-Lead
625 Prospect St W | Watertown | 13601 | No | Copper | Unknown | Records | 1937-10-04 | 0.75 | Copper | Records | No | Single Family | Unknown | 1964-05-01 | 0.75 | Non-Lead
631 Prospect St W | Watertown | 13601 | No | Copper | Unknown | Records | 1927-06-24 | 0.75 | Copper | Records | No | Single Family | Unknown | 1956-08-15 | 0.75 | Non-Lead
634 Prospect St W | Watertown | 13601 | No | Copper | Unknown | Records | 1989-08-03 | 1 | Copper | Records | No | Single Family | Unknown | 1936-06-08 | 0.75 | Non-Lead
635 Prospect St W | Watertown | 13601 | No | Copper | Unknown | Records | 2010-06-01 | 1 | Copper | Records | No | Multi Family | Unknown | 1973-11-26 | 0.75 | Non-Lead | Fed off of Breen Ave
636 Prospect St W | Watertown | 13601 | No | Copper | Unknown | Records | 1937-10-05 | 0.75 |  |  | No | Multi Family | Unknown |  | 0.75 |  | Unknown inside Data
101 Public Sq | Watertown | 13601 | No | Copper | Unknown | Records | 2006-10-10 | 1 | Copper | Records | No | Other | Unknown | 2006-10-10 | 1 | Non-Lead
103-105 Public Sq | Watertown | 13601 | No | Copper | Unknown | Records | 2006-10-10 | 1 | Copper | Records | No | Business | Unknown | 2006-10-10 | 1 | Non-Lead
107 Public Sq | Watertown | 13601 | No | UUL | Unknown |  | 2011-07-26 | [9 empty] | Unknown Data inside and City side, Fed off of J b Wise
109 Public Sq | Watertown | 13601 | No | Copper | Unknown | Records | 2006-06-14 | 1 | Copper | Records | No | Business | Unknown | 1958-05-29 | 1 | Non-Lead
11 (Woolworth Bldg) Public Sq | Watertown | 13601 | No | Known Other | Unknown | Records | 2006-09-26 | 6 | Known Other | Records | No | Other | Unknown | 2006-09-26 | 6 | Non-Lead | 6" D.I.P
12 Public Sq | Watertown | 13601 | No | Copper | Unknown | Records | 2006-09-21 | 1 | Copper | Records | No | Business | Unknown | 2006-09-21 | 1 | Non-Lead
14-16 Public Sq | Watertown | 13601 | No | Copper | Unknown | Records | 2006-09-20 | 1 | Copper | Records | No | Business | Unknown | 2006-09-20 | 1 | Non-Lead
18-20 Public Sq | Watertown | 13601 | No | Copper | Unknown | Records | 2006-09-19 | 1 | Copper | Records | No | Business | Unknown | 2006-09-19 | 1 | Non-Lead
22 Public Sq | Watertown | 13601 | No | Copper | Unknown | Records | 2006-09-11 | 1 | Copper | Records | No | Business | Unknown | 2006-09-11 | 1 | Non-Lead
24 Public Sq | Watertown | 13601 | No | Copper | Unknown | Records | 1940-06-06 | 1 |  |  | No | Business | Unknown |  | 1 |  | Unknown Inside Data
25 Public Sq | Watertown | 13601 | No | Copper | Unknown | Records | 2006-10-19 | 1 | Copper | Records | No | Business | Unknown | 2006-10-19 | 1 | Non-Lead
34 Public Sq | Watertown | 13601 | No | Known Other | Unknown | Records |  | 4 |  |  | No | Business | Unknown |  |  |  | Unknown Data
3-5-7 Public Sq | Watertown | 13601 | No | Copper | Unknown | Records | 2006-09-14 | 1 | Copper | Records | No | Business | Unknown | 2006-09-14 | 1 | Non-Lead
50 Public Sq | Watertown | 13601 | No | Known Other | Unknown | Records | 2006-06-01 | 6 | Known Other | Records | No | Business | Unknown | 2006-06-01 | 6 | Non-Lead | 6" D.I.P.
53-59 Public Sq | Watertown | 13601 | No | Known Other | No | Records | 2006-09-22 | 6 | Known Other | Records | No | Business | Unknown | 2006-09-22 | 6 | Non-Lead | 6" D.I.P. with Domestic tap
63-65 Public Sq | Watertown | 13601 | No | Copper | Unknown | Records | 2006-10-04 | 1 | Copper | Records | No | Business | Unknown | 2006-10-04 | 1 | Non-Lead
67-69 Public Sq | Watertown | 13601 | No | Copper | Unknown | Records | 2006-10-04 | 1 | Copper | Records | No | Business | Unknown | 2006-10-04 | 1 | Non-Lead
71-73 Public Sq | Watertown | 13601 | No | Copper | Unknown | Records | 2006-10-04 | 1 | Copper | Records | No | Business | Unknown | 2006-10-04 | 1 | Non-Lead
75 Public Sq | Watertown | 13601 | No | Copper | Unknown | Records | 2006-10-09 | 1 | Copper | Records | No | Business | Unknown | 2006-10-09 | 1 | Non-Lead
76-80 (First Baptist Church) Public Sq | Watertown | 13601 | No | Copper | Unknown | Records | 2006-06-13 | 1 | Copper | Records | No | Business | Unknown | 2006-06-13 | 1 | Non-Lead
81 Public Sq | Watertown | 13601 | No | Copper | Unknown | Records | 2006-10-05 | 1 | Copper | Records | No | Business | Unknown | 2006-10-05 | 1 | Non-Lead
82-84-86-88-90 Public Sq | Watertown | 13601 | No | Copper | No | Records | 2006-06-13 | 2 | Copper | Records | No | Other | Unknown | 2006-06-13 | 2 | Non-Lead
85-87 (Crystal Restaurant) Public Sq | Watertown | 13601 | No | Copper | Unknown | Records | 2006-10-06 | 1 | Copper | Records | No | Other | Unknown | 2006-10-06 | 1 | Non-Lead
89-91-93-97-99 Public Sq | Watertown | 13601 | No | Copper | Unknown | Records | 2006-09-25 | 1.5 | Copper | Records | No | Other | Unknown | 2006-09-25 | 1.5 | Non-Lead | 6" D.I.P. Fire service also new 9/25/2006
East of East Park Public Sq | Watertown | 13601 | No | Copper | No | Records | 1941-07-03 | 1 |  |  | No |  | Unknown
Paddock Arcade Public Sq | Watertown | 13601 | No | Copper | Unknown | Records | 2006-10-02 | 2 | Copper | Records | No | Other | Unknown | 2006-10-02 | 2 | Non-Lead
Square Fountain Public Sq | Watertown | 13601 | No | Copper | No | Records | 2006-10-24 | 2 | Copper | Records | No | Other | None | 2006-10-24 | 2 | Non-Lead
Strauss Memorial Walkway Public Sq | Watertown | 13601 | No | Copper | Unknown | Records | 2006-10-05 | 1 | Copper | Records | No | Other | Unknown | 2006-10-05 | 1 | Non-Lead | Walkway
Purdy Ave Bldg D (Living Waters Fellowship) Purdy Ave | Watertown | 13601 | No | Copper | No | Records | 1997-08-12 | 1 | Copper | Records | No | Business | Unknown | 1997-08-12 | 1 | Non-Lead
901 Rail Dr | Watertown | 13601 | No | Known Other | No | Records | 2015-08-17 | 6 | Known Other | Records | No | Business | Unknown | 2015-08-17 | 6 | Non-Lead | 6" D.I.P. Fire Service with Domestic taps
1014 (Demolished) Railroad St | Watertown | 13601 | No | Copper | Unknown | Records | 1932-03-30 | 0.75 | [8 empty] | Demolished, Unknown termination point
1018 (Demolished) Railroad St | Watertown | 13601 | No | Copper | Unknown | Records | 1946-10-15 | 0.75 | [8 empty] | Demolished, Unknown termination point
1022-1026 Railroad St | Watertown | 13601 | No | Copper | No | Records | 1991-01-08 | 2 | Copper | Records | No | Business | Unknown | 1991-01-08 | 2 | Non-Lead | Fed off of Cayuga Ave
567 Rainsford St | Watertown | 13601 | No | Copper | No | Records | 1990-07-25 | 1 | Copper | Records | No | Single Family | Unknown | 1990-07-25 | 1 | Non-Lead
914-916 Remington St | Watertown | 13601 | No | Copper | Unknown | Records | 1938-01-26 | 0.75 | Copper | Records | No | Multi Family | Unknown | 1954-06-14 | 0.75 | Non-Lead
915 Remington St | Watertown | 13601 | No | Copper | Unknown | Records | 1938-05-05 | 0.75 | Copper | Records | No | Single Family | Unknown | 1938-05-05 | 0.75 | Non-Lead
922-926 Remington St | Watertown | 13601 | No | Copper | Unknown | Records | 1936-06-12 | 0.75 | Copper | Records | No | Multi Family | Unknown | 1936-06-21 | 0.75 | Non-Lead
923 Remington St | Watertown | 13601 | No | Copper | Unknown | Records | 1937-09-24 | 0.75 | Copper | Records | No | Single Family | Unknown | 1937-09-24 | 0.75 | Non-Lead
931 Remington St | Watertown | 13601 | No | Copper | Unknown | Records | 1938-05-03 | 0.75 | Copper | Records | No | Single Family | Unknown | 1938-05-03 | 0.75 | Non-Lead
937 Remington St | Watertown | 13601 | No | Copper | Unknown | Records | 1938-05-04 | 0.75 | Copper | Records | No | Single Family | Unknown | 1938-05-04 | 0.75 | Non-Lead
943-945 Remington St | Watertown | 13601 | No | Copper | Unknown | Records | 1938-01-26 | 0.75 | Copper | Records | No | Multi Family | Unknown | 1938-05-14 | 0.75 | Non-Lead
210 (Parking Lot-Question Discontinued Service) Rexford Pl | Watertown | 13601 | No | Copper | Unknown | Records | 1957-02-25 | 0.75 | [8 empty] | Demolished, 3/4 Copper Unknown termination point
214 (Parking Lot-Question Discontinued Service) Rexford Pl | Watertown | 13601 | No | Copper | Unknown | Records | 1951-12-14 | 1 | [8 empty] | Demolished, 1" Copper Unknown termination point
218 (Parking Lot-Question Discontinued Service) Rexford Pl | Watertown | 13601 | No | Copper | Unknown | Records | 1945-10-08 | 0.75 | [8 empty] | Demolished, 3/4 Copper Unknown termination point
219-221 (Discontinued Service) Rexford Pl | Watertown | 13601 | No | Lead | Yes | Records | 1942-10-21 | 0.75 | [8 empty] | Discontinued at Main
224 (Parking Lot-Question Discontinued Service) Rexford Pl | Watertown | 13601 | No | Copper | Unknown | Records | 1928-09-10 | 1 | [8 empty] | Demolished, 1" Copper Unknown termination point
225 (Demolished) Rexford Pl | Watertown | 13601 | No | Copper | Unknown | Records | 1955-05-03 | 1 | [8 empty] | Demolished, 1" Copper Hot Main to C/S
231 Rexford Pl | Watertown | 13601 | No | Copper | Unknown | Records | 1972-08-28 | 1 | Copper | Records | No | Multi Family | Unknown | 1972-08-28 | 1 | Non-Lead
234 Rexford Pl | Watertown | 13601 | No | Copper | Unknown | Records | 1941-07-17 | 0.75 | Copper | Records | No | Other | Unknown | 1941-07-17 | 0.75 | Non-Lead
237 Rexford Pl | Watertown | 13601 | No | Copper | Unknown | Records | 1928-05-15 | 0.75 | Copper | Records | No | Multi Family | Unknown | 1928-05-15 | 0.75 | Non-Lead
240 Rexford Pl | Watertown | 13601 | No | Copper | Unknown | Records | 1934-09-26 | 0.75 | Copper | Records | No | Multi Family | Unknown | 1934-09-26 | 0.75 | Non-Lead
250 Rexford Pl | Watertown | 13601 | No | Copper | Unknown | Records | 2012-11-01 | 1 | Copper | Records | No | Single Family | Unknown | 1933-10-30 | 0.75 | Non-Lead | Fed off of Clinton St
1314 Richards Dr | Watertown | 13601 | No | Copper | No | Records | 1955-08-01 | 0.75 | Copper | Records | No | Single Family | Unknown | 1955-08-01 | 0.75 | Non-Lead
1318 Richards Dr | Watertown | 13601 | No | Copper | No | Records | 1955-08-01 | 0.75 | Copper | Records | No | Single Family | Unknown | 1955-08-01 | 0.75 | Non-Lead
1324 Richards Dr | Watertown | 13601 | No | Copper | No | Records | 1955-08-19 | 0.75 | Copper | Records | No | Single Family | Unknown | 1955-08-19 | 0.75 | Non-Lead
1325 Richards Dr | Watertown | 13601 | No | Copper | No | Records | 1955-08-01 | 0.75 | Copper | Records | No | Single Family | Unknown | 1955-08-01 | 0.75 | Non-Lead
1330 Richards Dr | Watertown | 13601 | No | Copper | No | Records | 1955-08-19 | 0.75 | Copper | Records | No | Single Family | Unknown | 1955-08-19 | 0.75 | Non-Lead
1333 Richards Dr | Watertown | 13601 | No | Copper | No | Records | 1955-08-01 | 0.75 | Copper | Records | No | Single Family | Unknown | 1955-08-01 | 0.75 | Non-Lead
1338 Richards Dr | Watertown | 13601 | No | Copper | No | Records | 1955-08-01 | 0.75 | Copper | Records | No | Single Family | Unknown | 1955-08-01 | 0.75 | Non-Lead
1339 Richards Dr | Watertown | 13601 | No | Copper | No | Records | 1955-08-01 | 0.75 | Copper | Records | No | Single Family | Unknown | 1955-08-01 | 0.75 | Non-Lead
1343 Richards Dr | Watertown | 13601 | No | Copper | No | Records | 1955-08-01 | 0.75 | Copper | Records | No | Single Family | Unknown | 1955-08-01 | 0.75 | Non-Lead
1346 Richards Dr | Watertown | 13601 | No | Copper | No | Records | 1957-04-18 | 0.75 | Copper | Records | No | Single Family | Unknown | 1957-04-18 | 0.75 | Non-Lead
1349 Richards Dr | Watertown | 13601 | No | Copper | No | Records | 1956-08-29 | 0.75 | Copper | Records | No | Single Family | Unknown | 1956-08-29 | 0.75 | Non-Lead
1355 Richards Dr | Watertown | 13601 | No | Copper | Unknown | Records | 1957-09-06 | 0.75 | Copper | Records | No | Single Family | Unknown | 1957-09-06 | 0.75 | Non-Lead
1362 Richards Dr | Watertown | 13601 | No | Copper | No | Records | 1969-05-20 | 0.75 | Copper | Records | No | Single Family | Unknown | 1969-05-20 | 0.75 | Non-Lead
909 Riggs Ave | Watertown | 13601 | No | Copper | Unknown | Records | 2010-09-01 | 1 | Galvanized | Records | No | Single Family | Unknown | 1921-08-19 | 0.75 | GSLRR | Galvanized inside
911 Riggs Ave | Watertown | 13601 | No | Copper | Unknown | Records | 2010-09-01 | 1 | Copper | Records | No | Single Family | Unknown | 1958-09-24 | 0.75 | Non-Lead
912 Riggs Ave | Watertown | 13601 | No | Copper | Unknown | Records | 2010-09-01 | 1 | Copper | Records | No | Single Family | Unknown | 1990-12-09 | 1 | Non-Lead
915-917 Riggs Ave | Watertown | 13601 | No | Copper | Unknown | Records | 2010-09-01 | 1 | Copper | Records | No | Multi Family | Unknown | 2007-10-05 | 1 | Non-Lead
916 Riggs Ave | Watertown | 13601 | No | Copper | Unknown | Records | 2010-09-01 | 1 | Copper | Records | No | Single Family | Unknown | 1959-03-06 | 0.75 | Non-Lead
919 Riggs Ave | Watertown | 13601 | No | Copper | Unknown | Records | 2010-09-01 | 1 | Copper | Records | No | Single Family | Unknown | 1972-07-17 | 0.75 | Non-Lead
920 Riggs Ave | Watertown | 13601 | No | Copper | Unknown | Records | 2010-09-01 | 1 | Galvanized |  | No | Single Family | Unknown |  | 0.75 | GSLRR | Unknown inside Data - Galvanized
921 Riggs Ave | Watertown | 13601 | No | Copper | Unknown | Records | 2010-09-01 | 1 | Copper | Records | No | Single Family | Unknown | 1999-05-04 | 0.75 | Non-Lead
924 Riggs Ave | Watertown | 13601 | No | Copper | Unknown | Records | 2010-09-01 | 1 | Copper | Records | No | Single Family | Unknown | 1977-08-29 | 0.75 | Non-Lead
927 Riggs Ave | Watertown | 13601 | No | Copper | Unknown | Records | 2010-09-01 | 1 | Galvanized |  | No | Single Family | Unknown |  | 0.75 | GSLRR | Unknown inside Data - Galvanized
928 Riggs Ave | Watertown | 13601 | No | Copper | Unknown | Records | 2010-09-01 | 1 | Galvanized |  | No | Single Family | Unknown |  | 0.75 | GSLRR | Unknown inside Data - Galvanized
930 Riggs Ave | Watertown | 13601 | No | Copper | Unknown | Records | 2010-09-01 | 1 | Copper | Records | No | Single Family | Unknown | 1968-08-26 | 0.75 | Non-Lead
931 Riggs Ave | Watertown | 13601 | No | Copper | Unknown | Records | 2010-09-01 | 1 | Copper | Records | No | Single Family | Unknown | 1947-06-04 | 0.75 | Non-Lead
Vacant Lot (Between 921 & 927) Riggs Ave | Watertown | 13601 | No | Copper | Unknown | Records | 2010-09-01 | 1 | [8 empty] | 1" Copper Hot main to C/S
808 Rutland Pl | Watertown | 13601 | No | Copper | Unknown | Records | 1999-08-27 | 0.75 | Copper | Records | No | Single Family | Unknown | 1999-08-27 | 0.75 | Non-Lead
808-814 & 809-815 Rutland Pl | Watertown | 13601 | No | Copper | Unknown | Records | 1939-02-07 | 1 | [8 empty] | Supply for Rutland Place
809 Rutland Pl | Watertown | 13601 | No | Copper | Unknown | Records | 2005-04-28 | 0.75 | Copper | Records | No | Single Family | Unknown | 2005-04-28 | 0.75 | Non-Lead
812 Rutland Pl | Watertown | 13601 | No | Galvanized | Unknown | Records |  | 0.75 | Copper | Records | No | Single Family | Unknown | 2007-09-13 | 0.75 | Non-Lead
813 Rutland Pl | Watertown | 13601 | No | Galvanized | Unknown | Records |  | 1 | Copper | Records | No | Single Family | None | 1996-12-20 | 0.75 | Non-Lead
814 Rutland Pl | Watertown | 13601 | No | Copper | Unknown | Records | 1975-06-05 | 0.75 | Copper | Records | No | Single Family | Unknown | 1989-06-12 | 0.75 | Non-Lead
815 Rutland Pl | Watertown | 13601 | No | Copper | Unknown | Records | 1975-05-14 | 0.75 | Copper | Records | No | Single Family | Unknown | 1975-05-14 | 0.75 | Non-Lead
819 Rutland Pl | Watertown | 13601 | No | Copper | Unknown | Records | 2002-01-28 | 1 | Copper | Records | No | Single Family | Unknown | 1953-07-06 | 0.75 | Non-Lead
820 Rutland Pl | Watertown | 13601 | No | Copper | Unknown | Records | 1956-11-14 | 0.75 | Copper | Records | No | Single Family | Unknown | 1983-10-07 | 0.75 | Non-Lead
823 Rutland Pl | Watertown | 13601 | No | Galvanized | Unknown | Records | 1935-05-07 | 1 | Copper | Records | No | Single Family | Unknown | 1988-04-04 | 0.75 | Non-Lead
827 Rutland Pl | Watertown | 13601 | No | Galvanized | Unknown | Records | 1935-05-27 | 1 | Copper | Records | No | Single Family | Unknown | 2017-11-15 | 0.75 | Non-Lead
Rutland Pl & Rutland St S Intersection Rutland Pl | Watertown | 13601 | No | Copper | Unknown | Records | 2000-08-30 | 1 | Copper | Records | No |  | Unknown | 2006-06-01 | 1 | Non-Lead
Shared Service Repairs Rutland Pl | Watertown | 13601 | No | Copper | Unknown | Records | 2005-04-27 | 1
108 Rutland St N | Watertown | 13601 | No | Copper | Unknown | Records | 1964-03-10 | 0.75 | Copper | Records | No | Multi Family | Unknown | 1964-03-10 | 0.75 | Non-Lead
109-111 Rutland St N | Watertown | 13601 | No | Copper | Unknown | Records | 1977-10-19 | 0.75 | Copper | Records | No | Multi Family | Unknown | 1977-10-19 | 0.75 | Non-Lead
112 (Demolished) Rutland St N | Watertown | 13601 | No | Copper | Unknown | Records | 1951-09-19 | 0.75 | [8 empty] | Demolished, 3/4 Copper Hot main to C/S
115 (Vacant Lot-Question Discontinued Service) Rutland St N | Watertown | 13601 | No | Copper | Unknown | Records | 1961-01-22 | 0.75 | [8 empty] | Demolished, 3/4 Copper Unknown termination point
118-120-122 Rutland St N | Watertown | 13601 | No | Copper | Unknown | Records | 1928-08-08 | 0.75 | Copper | Records | No | Multi Family | Unknown | 1928-08-08 | 0.75 | Non-Lead
120-122 Rutland St N | Watertown | 13601 | No | Copper | Unknown | Records | 1928-08-08 | 0.75 | Copper | Records | No | Multi Family | Unknown | 1928-08-08 | 0.75 | Non-Lead
125 Rutland St N | Watertown | 13601 | No | Copper | Unknown | Records | 1936-06-10 | 0.75 | Copper | Records | No | Single Family | Unknown | 1936-06-10 | 0.75 | Non-Lead
126-128-130 Rutland St N | Watertown | 13601 | No | Copper | Unknown | Records | 1961-01-22 | 0.75 | Copper | Records | No | Multi Family | Unknown | 1961-01-22 | 0.75 | Non-Lead
129 Rutland St N | Watertown | 13601 | No | Copper | Unknown | Records | 1967-04-17 | 1 | Copper | Records | No | Other | Unknown | 1967-04-17 | 1 | Non-Lead
132 Rutland St N | Watertown | 13601 | No | Copper | Unknown | Records | 1993-07-27 | 1 | Galvanized | Records | No | Multi Family | Unknown |  | 0.75 | GSLRR | Unknown inside Data - Galvanized
135 Rutland St N | Watertown | 13601 | Yes | UPL | Yes | Records | 1922-04-22 | 1 | Unknown | Records | Unknown | Multi Family | Unknown | 1922-04-22 | 1 | Unknown | Unknown Data
136 Rutland St N | Watertown | 13601 | No | Copper | Unknown | Records | 1949-06-21 | 0.75 | Copper | Records | No | Multi Family | Unknown | 1949-06-21 | 0.75 | Non-Lead
139 Rutland St N | Watertown | 13601 | No | Copper | Unknown | Records | 1971-07-06 | 0.75 | Copper | Records | No | Multi Family | Unknown | 1990-06-14 | 0.75 | Non-Lead | Fed off of Emerson St
140 Rutland St N | Watertown | 13601 | No | Copper | Unknown | Records | 1946-08-16 | 1 | Copper | Records | No | Multi Family | Unknown | 1946-08-19 | 1 | Non-Lead
202 Rutland St N | Watertown | 13601 | No | Copper | Unknown | Records | 1982-08-13 | 0.75 | Copper | Records | No | Multi Family | Unknown | 1983-10-31 | 0.75 | Non-Lead
206 Rutland St N | Watertown | 13601 | No | Copper | Unknown | Records | 1934-04-07 | 0.75 |  |  | No | Single Family | Unknown |  | 0.75 |  | Unknown inside Data
212 & Rear House Rutland St N | Watertown | 13601 | No | Copper | Unknown | Records | 1935-09-24 | 1 | Copper | Records | No | Multi Family | Unknown | 1987-02-24 | 0.75 | Non-Lead
216 (Question If Same House As 218) Rutland St N | Watertown | 13601 | No | Copper | Unknown | Records | 1982-08-13 | 0.75 |  |  | No | Single Family | Unknown |  |  |  | Unknown inside Data
218 Rutland St N | Watertown | 13601 | No | Copper | Unknown | Records | 1982-08-13 | 0.75 | Unknown |  | No | Single Family | Unknown |  |  | Unknown | Unknown inside Data
220 (Rear House Behind 222) Rutland St N | Watertown | 13601 | No | Copper | Unknown | Records | 1982-08-12 | 0.75 | Copper | Records | No | Multi Family | Unknown | 2006-10-25 | 0.75 | Non-Lead
222-224 Rutland St N | Watertown | 13601 | No | Copper | Unknown | Records | 1938-05-21 | 0.75 | Copper | Records | No | Multi Family | Unknown | 1930-05-31 | 0.75 | Non-Lead
228 Rutland St N | Watertown | 13601 | No | Copper | Unknown | Records | 1938-06-10 | 0.75 | Copper | Records | No | Multi Family | Unknown | 1934-12-18 | 0.75 | Non-Lead
231 Rutland St N | Watertown | 13601 | No | Known Other | Unknown | Records | 1999-07-23 | 6 | Known Other | Records | No | Business | Unknown | 1999-07-23 | 6 | Non-Lead | 6" D.I.P Fire service with 3/4 Tap inside for Domestic
232 Rutland St N | Watertown | 13601 | No | Copper | Unknown | Records | 1936-02-06 | 0.75 | Copper | Records | No | Single Family | Unknown | 1960-01-04 | 0.75 | Non-Lead
233-243 Rutland St N | Watertown | 13601 | No | Copper | Unknown | Records | 1938-05-13 | 1 | Copper | Records | No | Multi Family | Unknown | 1938-06-13 | 1 | Non-Lead
236 Rutland St N | Watertown | 13601 | No | Copper | Unknown | Records | 1938-05-14 | 0.75 |  |  | No | Multi Family | Unknown |  |  |  | Unknown inside Data
244 Rutland St N | Watertown | 13601 | No | Copper | Unknown | Records | 1938-05-14 | 0.75 | Copper | Records | No | Single Family | Unknown | 1952-10-08 | 0.75 | Non-Lead
245 Rutland St N | Watertown | 13601 | No | Copper | Unknown | Records | 1938-05-14 | 0.75 | Copper | Records | No | Multi Family | Unknown | 1950-01-28 | 0.75 | Non-Lead
247 Rutland St N | Watertown | 13601 | No | Copper | Unknown | Records | 1937-07-14 | 0.75 | Copper | Records | No | Single Family | Unknown | 1937-07-09 | 0.75 | Non-Lead
251 Rutland St N | Watertown | 13601 | No | Copper | Unknown | Records | 1938-05-14 | 0.75 | [8 empty] | Demolished, 3/4 Copper Hot main to C/S
302 Rutland St N | Watertown | 13601 | No | Copper | Unknown | Records | 1934-10-17 | 0.75 | Copper | Records | No | Multi Family | Unknown | 2002-05-28 | 0.75 | Non-Lead | Fed off of Bronson St
306 Rutland St N | Watertown | 13601 | No | Copper | Unknown | Records | 1934-08-18 | 0.75 | Copper | Records | No | Single Family | Unknown | 1934-08-18 | 0.75 | Non-Lead
307 Rutland St N | Watertown | 13601 | No | Copper | Unknown | Records | 1934-10-25 | 0.75 | Copper | Records | No | Multi Family | Unknown | 2006-10-16 | 0.75 | Non-Lead | Fed off of Bronson St
309 Rutland St N | Watertown | 13601 | No | Copper | Unknown | Records | 1938-06-01 | 0.75 | Unknown | Records | No | Single Family | Unknown |  | 0.75 | Unknown | Unknown inside Data 2' of 3/4 Copper repair in cellar
312 Rutland St N | Watertown | 13601 | No | Copper | Unknown | Records | 1938-06-01 | 0.75 |  |  | No | Single Family | Unknown |  | 0.75 |  | Unknown inside Data
313 (Part Of 315-Question If Service Still In Use) Rutland St N | Watertown | 13601 | No | Copper | Unknown | Records | 1938-06-01 | 0.75 | [8 empty] | 313 Demolished, 3/4 Copper still used for 315
315 Rutland St N | Watertown | 13601 | No | Copper | Unknown | Records | 1938-06-01 | 0.75 | Copper | Records | No | Single Family | Unknown | 1968-05-29 | 0.75 | Non-Lead
317 (Demolished) Rutland St N | Watertown | 13601 | No | Copper | Unknown | Records | 1938-05-14 | 0.75 | [8 empty] | Demolished, 3/4 Copper Hot main to C/S
317-319 (Demo) Rutland St N | Watertown | 13601 | No | Copper | Unknown | Records | 1938-05-14 | 0.75 | [8 empty] | Demolished,2001 3/4 Copper Hot main to C/S
323 Rutland St N | Watertown | 13601 | No | Copper | Unknown | Records | 1938-03-25 | 0.75 | Unknown |  | No | Single Family | Unknown |  |  | Unknown | Unknown inside Data - Fed off of Burchard St
330 Rutland St N | Watertown | 13601 | No | Copper | Unknown | Records | 1938-05-14 | 0.75 |  |  | No | Multi Family | Unknown |  | 0.75 |  | Unknown inside Data
331 Rutland St N | Watertown | 13601 | No | Copper | Unknown | Records | 1938-05-14 | 0.75 | Copper | Records | No | Single Family | Unknown | 1938-06-20 | 0.75 | Non-Lead
334 Rutland St N | Watertown | 13601 | No | Copper | Unknown | Records | 1936-09-15 | 0.75 | Copper | Records | No | Single Family | Unknown | 1928-06-11 | 0.75 | Non-Lead
335 Rutland St N | Watertown | 13601 | No | Copper | Yes | Records | 1938-05-14 | 0.75 | Copper | Records | No | Single Family | Unknown | 1948-12-15 | 0.75 | Non-Lead
339 Rutland St N | Watertown | 13601 | No | Copper | Unknown | Records | 1938-05-14 | 0.75 | Copper | Records | No | Single Family | Unknown | 2018-10-24 | 0.75 | Non-Lead
340-342 Rutland St N | Watertown | 13601 | No | Copper | Unknown | Records | 1928-05-22 | 0.75 | Copper | Records | No | Multi Family | Unknown | 1928-05-22 | 0.75 | Non-Lead
108-110 Rutland St S | Watertown | 13601 | No | Copper | Yes | Records | 2023-04-06 | 0.75 | Copper | Records | No | Multi Family | Unknown | 2023-04-06 | 0.75 | Non-Lead | LRP
113-115 Rutland St S | Watertown | 13601 | No | Copper | Unknown | Records | 1950-05-18 | 1 | Copper | Records | No | Multi Family | Unknown | 1950-05-18 | 1 | Non-Lead
116 Rutland St S | Watertown | 13601 | No | Copper | Yes | Records | 2021-05-17 | 0.75 | Copper | Records | No | Single Family | Unknown | 2021-05-17 | 0.75 | Non-Lead | LRP
117 & 119 (117 Is House Behind 119) Rutland St S | Watertown | 13601 | No | Copper | Unknown | Records | 1953-08-05 | 1 | Copper | Records | No | Multi Family | Unknown | 1956-12-07 | 0.75 | Non-Lead
120-122 Rutland St S | Watertown | 13601 | No | Copper | Unknown | Records | 1950-04-21 | 0.75 | Copper | Records | No | Multi Family | Unknown | 1950-04-21 | 0.75 | Non-Lead
123 Rutland St S | Watertown | 13601 | No | Copper | Unknown | Records | 1980-04-21 | 0.75 |  |  | No | Multi Family | Unknown |  | 0.75 |  | Unknown inside Data
126 Rutland St S | Watertown | 13601 | No | Copper | Unknown | Records | 1945-10-16 | 1 | Copper | Records | No | Multi Family | Unknown | 1945-10-16 | 1 | Non-Lead
127 Rutland St S | Watertown | 13601 | No | Copper | Unknown | Records | 1993-04-28 | 1 | Copper | Records | No | Multi Family | Unknown | 1993-01-12 | 1 | Non-Lead
203 Rutland St S | Watertown | 13601 | No | Copper | Unknown | Records | 1972-08-21 | 0.75 | Copper | Records | No | Single Family | Unknown | 1972-08-21 | 0.75 | Non-Lead
205-209 Rutland St S | Watertown | 13601 | No | Copper | Unknown | Records | 1945-10-05 | 1 | Copper | Records | No | Multi Family | Unknown | 1945-10-05 | 1 | Non-Lead
206 Rutland St S | Watertown | 13601 | No | Copper | Unknown | Records | 1951-10-29 | 0.75 | Copper | Records | No | Single Family | Unknown | 1951-10-29 | 0.75 | Non-Lead
210 Rutland St S | Watertown | 13601 | Unknown | Unknown | Unknown | Records | 1919-03-24 | 0.75 |  |  | Unknown | Single Family | Unknown |  |  |  | Unknown Data inside and City side
211-213 Rutland St S | Watertown | 13601 | No | Copper | Unknown | Records | 2015-08-04 | 0.75 | Copper | Records | No | Multi Family | Unknown | 2015-08-05 | 0.75 | Non-Lead
214 Rutland St S | Watertown | 13601 | No | Copper | Unknown | Records | 2019-07-26 | 0.75 | Galvanized | Field Insp | No | Single Family | Unknown | 1904-05-05 | 0.75 | GSLRR | LRP city side
215 Rutland St S | Watertown | 13601 | No | Copper | Unknown | Records | 1945-10-24 | 0.75 | Copper | Records | No | Single Family | Unknown | 1945-10-24 | 0.75 | Non-Lead
218 Rutland St S | Watertown | 13601 | Unknown | Unknown | Unknown | Records | 1905-08-25 | 0.75 | Galvanized | Records | Unknown | Single Family | Unknown | 1905-08-25 | 0.75 | GSLRR | Unknown Data inside and City side
221 Rutland St S | Watertown | 13601 | No | Copper | Unknown | Records | 1948-06-17 | 0.75 | Copper | Records | No | Single Family | Unknown | 1948-06-17 | 0.75 | Non-Lead
222 Rutland St S | Watertown | 13601 | Unknown | Unknown | Unknown | Records | 1908-08-03 | 0.75 |  |  | Unknown | Multi Family | Unknown |  |  |  | Unknown Data inside and City side
225 Rutland St S | Watertown | 13601 | No | Copper | Unknown | Records | 1928-04-22 | 0.75 | Copper | Records | No | Single Family | Unknown | 1928-04-21 | 0.75 | Non-Lead | Fed off of Academy St
302 Rutland St S | Watertown | 13601 | No | Copper | Unknown | Records | 2000-08-29 | 0.75 | Copper | Records | No | Multi Family | Unknown | 1939-02-06 | 0.75 | Non-Lead
303 Rutland St S | Watertown | 13601 | No | Copper | Unknown | Records | 2000-08-01 | 1 | Copper | Records | No | Single Family | Unknown | 1939-02-06 | 0.75 | Non-Lead
304 Rutland St S | Watertown | 13601 | No | Copper | Unknown | Records | 2000-08-01 | 1 | Copper | Records | No | Single Family | Unknown | 1939-02-08 | 0.75 | Non-Lead
304-306 Rutland St S | Watertown | 13601 | No | Copper | Unknown | Records | 2000-08-01 | 1 | Copper | Records | No | Multi Family | Unknown | 1939-02-08 | 0.75 | Non-Lead
307 Rutland St S | Watertown | 13601 | No | Copper | Unknown | Records | 2000-08-01 | 1 | Copper | Records | No | Multi Family | Unknown | 1998-04-22 | 1 | Non-Lead
312 & 314 Rutland St S | Watertown | 13601 | No | Copper | Unknown | Records | 2000-08-30 | 1 | Copper | Records | No | Multi Family | Unknown | 1997-06-30 | 1 | Non-Lead
312-314 Rutland St S | Watertown | 13601 | No | Copper | Unknown | Records | 2000-08-01 | 1 | Copper | Records | No | Multi Family | Unknown | 1997-06-30 | 1 | Non-Lead
313 (Also 315 Rear-Question On This Address) Rutland St S | Watertown | 13601 | No | Copper | Unknown | Records | 2000-08-30 | 1 | Copper | Records | No | Multi Family | Unknown | 1952-04-10 | 0.75 | Non-Lead
317 Rutland St S | Watertown | 13601 | No | Copper | Unknown | Records | 2000-08-30 | 1 | Copper | Records | No | Single Family | Unknown | 1939-02-02 | 0.75 | Non-Lead
318 Rutland St S | Watertown | 13601 | No | Copper | Unknown | Records | 2000-08-30 | 1 | Copper | Records | No | Single Family | Unknown | 1939-02-06 | 0.75 | Non-Lead
319-321 Rutland St S | Watertown | 13601 | No | Copper | Unknown | Records | 2000-08-30 | 1 | Copper | Records | No | Multi Family | Unknown | 2000-09-07 | 1 | Non-Lead
324 Rutland St S | Watertown | 13601 | No | Copper | Unknown | Records | 2000-08-31 | 1 | Galvanized | Field Insp | No | Single Family | Unknown |  | 0.75 | GSLRR | Unknown inside Data
325 Rutland St S | Watertown | 13601 | No | Copper | Unknown | Records | 2000-08-31 | 1 | Galvanized | Records | No | Single Family | Unknown | 1922-03-29 | 1 | GSLRR | Galvanized inside
328 Rutland St S | Watertown | 13601 | No | Copper | Unknown | Records | 2000-08-31 | 1 | Copper | Records | No | Single Family | Unknown | 2002-10-01 | 0.75 | Non-Lead
331 Rutland St S | Watertown | 13601 | No | Copper | Unknown | Records | 2000-08-31 | 1 | Copper | Field Insp | No | Single Family | Unknown |  | 0.75 | Non-Lead | Unknown inside Data
332 Rutland St S | Watertown | 13601 | No | Copper | Unknown | Records | 2000-08-30 | 1 | Copper | Records | No | Single Family | Unknown | 2000-09-01 | 0.75 | Non-Lead
335 Rutland St S | Watertown | 13601 | No | Copper | Unknown | Records | 2000-08-30 | 1 | Galvanized | Records | No | Single Family | Unknown | 1891-08-30 | 0.75 | GSLRR | Galvanized inside 1891
337 Rutland St S | Watertown | 13601 | No | Copper | Unknown | Records | 2000-08-31 | 1 | Copper | Records | No | Single Family | Unknown | 1934-08-10 | 0.75 | Non-Lead
338 Rutland St S | Watertown | 13601 | No | Copper | Unknown | Records | 2000-09-01 | 1 | Copper | Records | No | Single Family | Unknown | 2000-09-05 | 1 | Non-Lead
339 Rutland St S | Watertown | 13601 | No | Copper | Unknown | Records | 2000-09-01 | 1 | Galvanized | Records | No | Single Family | Unknown |  | 0.75 | GSLRR | Unknown inside Data
341 Rutland St S | Watertown | 13601 | No | Copper | Unknown | Records | 2000-08-31 | 1 | Copper | Records | No | Single Family | Unknown | 1960-07-11 | 0.75 | Non-Lead
342 Rutland St S | Watertown | 13601 | No | Copper | Unknown | Records | 2000-09-01 | 1 | Galvanized | Records | No | Single Family | Unknown |  | 0.75 | GSLRR | Unknown inside Data
346 Rutland St S | Watertown | 13601 | No | Copper | Unknown | Records | 2000-09-01 | 1 | Copper | Records | No | Single Family | Unknown | 1938-01-29 | 0.75 | Non-Lead
347 Rutland St S | Watertown | 13601 | No | Copper | Unknown | Records | 2000-09-01 | 1 | Copper | Records | No | Single Family | Unknown | 1938-12-28 | 0.75 | Non-Lead
348-350 Rutland St S | Watertown | 13601 | No | Copper | Unknown | Records | 2000-09-01 | 1 | Galvanized | Field Insp | No | Multi Family | Unknown |  | 1 | GSLRR | Unknown inside Data -Galvanized
351 Rutland St S | Watertown | 13601 | No | Copper | Unknown | Records | 2000-09-01 | 1 | Copper | Records | No | Single Family | Unknown | 1938-12-28 | 0.75 | Non-Lead
352-354 Rutland St S | Watertown | 13601 | No | Copper | Unknown | Records | 2000-09-01 | 1 | Copper | Records | No | Multi Family | Unknown | 1938-12-27 | 0.75 | Non-Lead
357 Rutland St S | Watertown | 13601 | No | Copper | Unknown | Records | 2000-09-05 | 1 | Copper | Records | No | Single Family | Unknown | 2000-09-05 | 0.75 | Non-Lead
358-360 Rutland St S | Watertown | 13601 | No | Copper | Unknown | Records | 2000-09-05 | 1 | Copper | Records | No | Multi Family | Unknown | 1969-08-01 | 0.75 | Non-Lead
361 Rutland St S | Watertown | 13601 | No | Copper | Unknown | Records | 2000-09-05 | 1 | Copper | Records | No | Single Family | Unknown | 1969-08-18 | 0.75 | Non-Lead
362 Rutland St S | Watertown | 13601 | No | Copper | Unknown | Records | 2000-09-05 | 1 | Copper | Records | No | Single Family | Unknown | 1936-05-19 | 0.75 | Non-Lead
363 Rutland St S | Watertown | 13601 | No | Copper | Unknown | Records | 2000-09-05 | 1 | Copper | Records | No | Multi Family | Unknown | 1938-12-27 | 0.75 | Non-Lead
363-365 Rutland St S | Watertown | 13601 | No | Copper | Unknown | Records | 2000-09-05 | 1 | Copper | Records | No | Multi Family | Unknown | 1938-12-27 | 0.75 | Non-Lead
111 Saint Mary St | Watertown | 13601 | No | Copper | Unknown | Records | 1986-06-01 | 0.75 | Copper | Records | No | Single Family | Unknown | 1935-04-10 | 0.75 | Non-Lead
112 Saint Mary St | Watertown | 13601 | No | Copper | Unknown | Records | 1986-06-01 | 0.75 | Copper | Records | No | Single Family | Unknown | 1996-12-18 | 0.75 | Non-Lead
115 Saint Mary St | Watertown | 13601 | No | Copper | Unknown | Records | 1986-06-01 | 0.75 | Copper | Records | No | Single Family | Unknown | 1957-05-13 | 0.75 | Non-Lead
116 Saint Mary St | Watertown | 13601 | No | Copper | Unknown | Records | 1986-06-01 | 0.75 |  |  | No | Single Family | Unknown |  |  |  | Unknown inside Data
119-121 Saint Mary St | Watertown | 13601 | No | Copper | Unknown | Records | 1986-06-01 | 0.75 | Copper | Records | No | Multi Family | Unknown | 2007-12-10 | 0.75 | Non-Lead
123 Saint Mary St | Watertown | 13601 | No | Copper | Unknown | Records | 1986-06-01 | 0.75 | Copper | Records | No | Single Family | Unknown | 1980-07-02 | 0.75 | Non-Lead
125 Saint Mary St | Watertown | 13601 | No | Copper | Unknown | Records | 1986-06-01 | 0.75 | Copper | Records | No | Multi Family | Unknown | 1963-09-17 | 0.75 | Non-Lead
129 Saint Mary St | Watertown | 13601 | No | Copper | Unknown | Records | 1986-06-01 | 0.75 | Copper | Records | No | Single Family | Unknown | 1955-07-13 | 0.75 | Non-Lead
133 Saint Mary St | Watertown | 13601 | No | Copper | Unknown | Records | 2002-09-25 | 1 | Copper | Records | No | Single Family | Unknown | 1977-05-23 | 0.75 | Non-Lead
137 Saint Mary St | Watertown | 13601 | No | Copper | Unknown | Records | 2002-09-26 | 1 | Copper | Records | No | Single Family | Unknown | 2010-12-21 | 1 | Non-Lead
138 Saint Mary St | Watertown | 13601 | No | Copper | Unknown | Records | 2002-09-19 | 1 | Copper | Field Insp | No | Single Family | Unknown |  | 0.75 | Non-Lead | Unknown inside Data
140 Saint Mary St | Watertown | 13601 | No | Copper | Unknown | Records | 2002-09-24 | 1 | Copper | Records | No | Single Family | Unknown | 1952-02-13 | 0.75 | Non-Lead
143 Saint Mary St | Watertown | 13601 | No | Copper | Unknown | Records | 2002-09-24 | 1 | Copper | Records | No | Single Family | Unknown | 1971-11-15 | 0.75 | Non-Lead
147 Saint Mary St | Watertown | 13601 | No | Copper | Unknown | Records | 2002-09-25 | 1 | Copper | Records | No | Multi Family | Unknown | 1953-09-22 | 0.75 | Non-Lead
149 Saint Mary St | Watertown | 13601 | No | Copper | Unknown | Records | 2002-09-25 | 1 | Copper | Records | No | Single Family | Unknown | 1956-10-15 | 0.75 | Non-Lead
153 Saint Mary St | Watertown | 13601 | No | Copper | Unknown | Records | 2002-09-25 | 1 | Galvanized | Records | No | Single Family | Unknown | 1904-03-14 | 0.75 | GSLRR | Galvanized inside
155 Saint Mary St | Watertown | 13601 | No | Copper | Unknown | Records | 2002-09-25 | 1 | Galvanized | Records | No | Single Family | Unknown | 1904-03-14 | 0.75 | GSLRR | Galvanized inside
159 Saint Mary St | Watertown | 13601 | No | Copper | Unknown | Records | 2002-09-25 | 1 | Copper | Records | No | Single Family | Unknown | 1972-08-09 | 0.75 | Non-Lead
202 Saint Mary St | Watertown | 13601 | No | Copper | Unknown | Records | 2002-10-14 | 1 | Galvanized | Records | No | Multi Family | Unknown | 1907-04-11 | 0.75 | GSLRR
203 Saint Mary St | Watertown | 13601 | No | Copper | Unknown | Records | 2002-10-14 | 1 | Copper | Records | No | Single Family | Unknown | 1945-06-05 | 0.75 | Non-Lead
204 Saint Mary St | Watertown | 13601 | No | Copper | Unknown | Records | 2002-10-14 | 1 | Galvanized | Records | No | Single Family | Unknown | 1924-09-17 | 1 | GSLRR | Galvanized inside
205 Saint Mary St | Watertown | 13601 | No | Copper | Unknown | Records | 2002-10-15 | 1 | Copper | Records | No | Single Family | Unknown | 2002-09-19 | 1 | Non-Lead
208 Saint Mary St | Watertown | 13601 | No | Copper | Unknown | Records | 2002-10-16 | 1 | Copper | Records | No | Single Family | Unknown | 2002-09-17 | 1 | Non-Lead
209 Saint Mary St | Watertown | 13601 | No | Copper | Unknown | Records | 2002-10-16 | 1 | Copper | Records | No | Single Family | Unknown | 2002-10-01 | 1 | Non-Lead
212 Saint Mary St | Watertown | 13601 | No | Copper | Unknown | Records | 2002-10-15 | 1 | Copper | Records | No | Single Family | Unknown | 2002-09-16 | 1 | Non-Lead
213 Saint Mary St | Watertown | 13601 | No | Copper | Unknown | Records | 2002-10-15 | 1 | Copper | Records | No | Single Family | Unknown | 1989-02-16 | 0.75 | Non-Lead
214 Saint Mary St | Watertown | 13601 | No | Copper | Unknown | Records | 2002-10-17 | 1 | Copper | Records | No | Single Family | Unknown | 2002-10-30 | 0.75 | Non-Lead
215 Saint Mary St | Watertown | 13601 | No | Copper | Unknown | Records | 2002-10-16 | 1 | Copper | Records | No | Single Family | Unknown | 1950-02-10 | 0.75 | Non-Lead
216 Saint Mary St | Watertown | 13601 | No | Copper | Unknown | Records | 2002-10-14 | 1 | Copper | Records | No | Single Family | Unknown | 1950-09-11 | 0.75 | Non-Lead
219 Saint Mary St | Watertown | 13601 | No | Copper | Unknown | Records | 2002-10-14 | 1 | Copper | Records | No | Single Family | Unknown | 1940-10-16 | 0.75 | Non-Lead
220 Saint Mary St | Watertown | 13601 | Unknown | Galvanized | Unknown | Records | 1906-06-27 | 0.75 | Copper | Records | No | Single Family | Unknown | 1993-05-03 | 0.75 | Non-Lead | Fed off of Burlington St
223 Saint Mary St | Watertown | 13601 | No | Copper | Unknown | Records | 2002-10-17 | 1 | Copper | Records | No | Single Family | Unknown | 1997-06-10 | 0.75 | Non-Lead
227-229 Saint Mary St | Watertown | 13601 | No | Copper | Unknown | Records | 2002-10-18 | 1 | Copper | Records | No | Multi Family | Unknown | 1985-09-12 | 0.75 | Non-Lead
231 Saint Mary St | Watertown | 13601 | No | Copper | Unknown | Records | 2002-10-17 | 1 | Copper | Records | No | Single Family | Unknown | 1950-09-26 | 0.75 | Non-Lead
235 Saint Mary St | Watertown | 13601 | No | Copper | Unknown | Records | 2002-10-18 | 1 | Copper | Records | No | Single Family | Unknown | 1970-05-11 | 0.75 | Non-Lead
239 Saint Mary St | Watertown | 13601 | No | Copper | Unknown | Records | 2002-10-21 | 1 | Copper |  | No | Single Family | Unknown |  | 0.75 | Non-Lead | Unknown inside Data
242 Saint Mary St | Watertown | 13601 | No | Copper | Unknown | Records | 2002-10-22 | 1 | Galvanized | Records | No | Single Family | Unknown | 1908-08-29 | 0.75 | GSLRR | Galvanized inside
249 Saint Mary St | Watertown | 13601 | No | Copper | Unknown | Records | 2002-10-21 | 1 | Copper | Records | No | Multi Family | Unknown | 1987-07-14 | 1 | Non-Lead
253 Saint Mary St | Watertown | 13601 | No | Copper | Unknown | Records | 2002-10-21 | 1 | Copper | Records | No | Single Family | Unknown | 1991-04-08 | 1 | Non-Lead
1007 Salina St | Watertown | 13601 | No | Copper | Unknown | Records | 2015-08-24 | 0.75 | Copper | Field Insp | No | Single Family | Unknown | 2015-08-24 | 0.75 | Non-Lead
1008 Salina St | Watertown | 13601 | No | Copper | Unknown | Records | 1972-05-15 | 0.75 | Copper | Records | No | Single Family | Unknown | 1972-05-15 | 0.75 | Non-Lead
1011 Salina St | Watertown | 13601 | No | Copper | Unknown | Records | 1991-03-25 | 1 | Copper | Records | No | Single Family | Unknown | 1991-03-25 | 1 | Non-Lead
1012 Salina St | Watertown | 13601 | No | Copper | Unknown | Records | 2003-08-27 | 1 | Copper | Records | No | Single Family | Unknown | 2003-08-27 | 1 | Non-Lead
1013 Salina St | Watertown | 13601 | No | Copper | Unknown | Records | 1958-11-06 | 1 | Copper | Records | No | Multi Family | Unknown | 1958-11-06 | 1 | Non-Lead
1102-1104 Salina St | Watertown | 13601 | No | Copper | Unknown | Records | 1940-06-19 | 0.75 | Copper | Records | No | Multi Family | Unknown | 1940-06-19 | 0.75 | Non-Lead
1103 Salina St | Watertown | 13601 | No | Copper | Unknown | Records | 2009-04-13 | 0.75 | Copper | Records | No | Single Family | Unknown | 2016-04-11 | 0.75 | Non-Lead
1105 Salina St | Watertown | 13601 | No | Copper | Yes | Records | 2020-09-22 | 0.75 | Copper | Records | No | Single Family | Unknown | 1974-03-11 | 0.75 | Non-Lead
1108 Salina St | Watertown | 13601 | No | Copper | Unknown | Records | 1988-03-23 | 1 | Copper | Records | No | Single Family | Unknown | 1988-03-23 | 1 | Non-Lead
1109 Salina St | Watertown | 13601 | No | Copper | Unknown | Records | 1999-08-19 | 1 | Copper | Records | No | Single Family | Unknown | 1999-08-19 | 1 | Non-Lead
1112 Salina St | Watertown | 13601 | No | Copper | Unknown | Records | 2009-07-27 | 1 | Copper | Records | No | Single Family | Unknown | 2009-07-27 | 1 | Non-Lead
900 Salina St | Watertown | 13601 | No | Copper | Unknown | Records | 2012-04-13 | 0.75 | Copper | Records | No | Multi Family | Unknown | 2012-04-13 | 0.75 | Non-Lead
904-906 Salina St | Watertown | 13601 | No | Copper | Unknown | Records | 1947-04-09 | 0.75 | Copper | Records | No | Multi Family | Unknown | 1947-04-09 | 0.75 | Non-Lead
905 Salina St | Watertown | 13601 | No | Copper | Unknown | Records | 1947-11-06 | 0.75 | Copper | Records | No | Single Family | Unknown | 1947-11-06 | 0.75 | Non-Lead
908 Salina St | Watertown | 13601 | Yes | Unknown | Yes | Records | 1924-06-23 | 1 | Unknown |  | Unknown | Single Family | Unknown | 1924-06-23 | 1 | Unknown
910 Salina St | Watertown | 13601 | No | Copper | Unknown | Records | 1969-04-22 | 0.75 | Copper | Records | No | Single Family | Unknown | 1969-04-22 | 0.75 | Non-Lead
911 Salina St | Watertown | 13601 | No | Copper | Yes | Records | 1941-11-05 | 0.75 | Copper | Records | No | Multi Family | Unknown | 1941-11-05 | 0.75 | Non-Lead
915 Salina St | Watertown | 13601 | Yes | Unknown | Yes | Records | 1924-06-23 | 1 | Copper | Records | Unknown | Single Family | Unknown | 1997-08-09 | 1 | Unknown | Unknown City side Data
917 Salina St | Watertown | 13601 | No | Copper | Unknown | Records | 1997-08-15 | 1 | Copper | Records | No | Single Family | Unknown | 1997-08-15 | 1 | Non-Lead
921-923 Salina St | Watertown | 13601 | Yes | Unknown | Yes | Records | 1924-06-24 | 1 | Unknown |  | Unknown | Multi Family | Unknown | 1904-04-18 | 0.75 | Unknown | Unknown Data inside and City side with L/C
925-927 Salina St | Watertown | 13601 | No | Copper | Unknown | Records | 1939-08-22 | 0.75 | Copper | Records | No | Multi Family | Unknown | 1949-09-07 | 0.75 | Non-Lead
930 (Vacant Lot) Salina St | Watertown | 13601 | Yes | Unknown | Unknown | Records | 1924-06-27 | 0.75 | [8 empty] | Vacant lot
931 Salina St | Watertown | 13601 | No | Galvanized | Yes | Records | 1924-06-26 | 0.75 | Galvanized | Records | Unknown | Single Family | Unknown | 1924-06-30 | 0.75 | GSLRR | Galvanized inside and City side, L/C removed 5/1/2000d
934 Salina St | Watertown | 13601 | No | Copper | Unknown | Records | 1954-06-29 | 0.75 | Copper | Records | No | Single Family | Unknown | 1954-06-29 | 0.75 | Non-Lead
935 Salina St | Watertown | 13601 | No | Copper | Unknown | Records | 1935-12-23 | 0.75 | Copper | Records | No | Single Family | Unknown | 1962-09-24 | 0.75 | Non-Lead
938 Salina St | Watertown | 13601 | No | Copper | Unknown | Records | 1966-07-25 | 0.75 | Copper | Records | No | Single Family | Unknown | 1966-07-25 | 0.75 | Non-Lead
941 Salina St | Watertown | 13601 | No | Copper | Unknown | Records | 1990-04-20 | 0.75 | Copper | Records | No | Multi Family | Unknown | 1990-04-20 | 0.75 | Non-Lead
942 Salina St | Watertown | 13601 | No | Copper | Unknown | Records | 1966-07-25 | 0.75 | Copper | Records | No | Single Family | Unknown | 1966-07-25 | 0.75 | Non-Lead
2 (Vacant Lot) Salisbury St | Watertown | 13601 | Unknown | Galvanized | Unknown | Records |  | 1.5 | Copper | Records | Unknown |  |  | 1929-07-18 | 0.75 | Non-Lead | Vacant lot
774 Salisbury St | Watertown | 13601 | Unknown | Galvanized | Unknown | Records |  | 1.5 | Galvanized | Records | Unknown | Single Family | Unknown |  | 1.5 | GSLRR | Unknown Data inside and City side
118 (Vacant Lot) Sand St | Watertown | 13601 | No | Copper | Unknown | Records | 1933-07-26 | 0.75 | [8 empty] | 3/4 Copper Stub
119 Sand St | Watertown | 13601 | No | Copper | Unknown | Records | 1975-10-03 | 0.75 | Copper | Records | No | Business | None | 1966-04-22 | 0.75 | Non-Lead
122 Sand St | Watertown | 13601 | No | Copper | Unknown | Records | 1933-06-01 | 0.75 | Copper | Records | No | Single Family | Unknown | 1930-06-30 | 0.75 | Non-Lead
214 Schley Dr | Watertown | 13601 | No | Copper | No | Records | 1952-06-18 | 0.75 | Copper | Records | No | Single Family | Unknown | 1952-06-18 | 0.75 | Non-Lead
217 Schley Dr | Watertown | 13601 | No | Copper | No | Records | 1952-06-12 | 0.75 | Copper | Records | No | Single Family | Unknown | 1952-06-12 | 0.75 | Non-Lead
220 Schley Dr | Watertown | 13601 | No | Copper | No | Records | 1952-07-03 | 1 | Copper | Records | No | Single Family | Unknown | 1952-07-03 | 1 | Non-Lead
223 Schley Dr | Watertown | 13601 | No | Copper | No | Records | 1955-05-25 | 0.75 | Copper | Records | No | Single Family | Unknown | 1955-05-25 | 0.75 | Non-Lead
226 Schley Dr | Watertown | 13601 | No | Copper | No | Records | 1953-03-19 | 0.75 | Copper | Records | No | Single Family | Unknown | 1953-03-19 | 0.75 | Non-Lead
231 Schley Dr | Watertown | 13601 | No | Copper | No | Records | 1952-06-16 | 0.75 | Copper | Records | No | Single Family | Unknown | 1952-06-16 | 0.75 | Non-Lead
236 Schley Dr | Watertown | 13601 | No | Copper | No | Records | 1953-04-23 | 1 | Copper | Records | No | Single Family | Unknown | 1953-04-23 | 1 | Non-Lead
237 Schley Dr | Watertown | 13601 | No | Copper | No | Records | 1952-05-06 | 0.75 | Copper | Records | No | Single Family | Unknown | 1952-05-06 | 0.75 | Non-Lead
242 Schley Dr | Watertown | 13601 | No | Copper | No | Records | 1953-04-07 | 0.75 | Copper | Records | No | Single Family | Unknown | 1953-04-07 | 0.75 | Non-Lead
245 Schley Dr | Watertown | 13601 | No | Copper | No | Records | 1957-04-10 | 0.75 | Copper | Records | No | Single Family | Unknown | 1957-04-10 | 0.75 | Non-Lead
249 Schley Dr | Watertown | 13601 | No | Copper | No | Records | 1953-04-09 | 0.75 | Copper | Records | No | Single Family | Unknown | 1953-04-09 | 0.75 | Non-Lead
254 Schley Dr | Watertown | 13601 | No | Copper | No | Records | 1954-04-09 | 0.75 |  |  | No | Single Family | Unknown |  | 0.75
255 Schley Dr | Watertown | 13601 | No | Copper | No | Records | 1953-07-06 | 0.75 | Copper | Records | No | Single Family | Unknown | 1953-07-06 | 0.75 | Non-Lead
260 Schley Dr | Watertown | 13601 | No | Copper | No | Records | 1954-10-13 | 0.75 | Copper | Records | No | Single Family | Unknown | 1954-10-13 | 0.75 | Non-Lead
261 Schley Dr | Watertown | 13601 | No | Copper | No | Records | 1953-07-06 | 0.75 | Copper | Records | No | Single Family | Unknown | 1953-07-06 | 0.75 | Non-Lead
267 Schley Dr | Watertown | 13601 | No | Copper | No | Records | 1954-04-09 | 0.75 | Copper | Records | No | Single Family | Unknown | 1954-04-09 | 0.75 | Non-Lead
268 Schley Dr | Watertown | 13601 | No | Copper | No | Records | 1954-10-25 | 0.75 | Copper | Records | No | Single Family | Unknown | 1954-10-25 | 0.75 | Non-Lead
274 Schley Dr | Watertown | 13601 | No | Copper | No | Records | 1953-06-11 | 0.75 | Copper | Records | No | Single Family | Unknown | 1953-06-11 | 0.75 | Non-Lead
277 Schley Dr | Watertown | 13601 | No | Copper | No | Records | 1955-03-30 | 0.75 | Copper | Records | No | Single Family | Unknown | 1955-03-30 | 0.75 | Non-Lead
278 Schley Dr | Watertown | 13601 | No | Copper | No | Records | 1954-05-04 | 0.75 | Copper | Records | No | Single Family | Unknown | 1954-05-04 | 0.75 | Non-Lead
283 Schley Dr | Watertown | 13601 | No | Copper | No | Records | 1953-03-30 | 0.75 | Copper | Records | No | Single Family | Unknown | 1953-03-30 | 0.75 | Non-Lead
288 Schley Dr | Watertown | 13601 | No | Copper | No | Records | 1954-05-04 | 0.75 | Copper | Records | No | Single Family | Unknown | 1954-05-04 | 0.75 | Non-Lead
291 Schley Dr | Watertown | 13601 | No | Copper | No | Records | 1954-04-19 | 0.75 | Copper | Records | No | Single Family | Unknown | 1954-04-19 | 0.75 | Non-Lead | Fed off of Holcomb St
114 Scio St | Watertown | 13601 | No | Copper | Unknown | Records | 1941-11-17 | 0.75 | Copper | Records | No | Multi Family | Unknown | 1953-05-08 | 0.75 | Non-Lead
120 Scio St | Watertown | 13601 | No | Copper | Unknown | Records | 1939-05-29 | 0.75 |  |  | No | Single Family | Unknown |  | 0.75 |  | Unknown inside Data
121 (Vacant Lot) Scio St | Watertown | 13601 | No | Copper | Unknown | Records | 1929-01-18 | 0.75 | [8 empty] | Demolished, Unknown termination point
124 Scio St | Watertown | 13601 | No | Copper | Unknown | Field Insp | 1928-05-28 | 0.75 | Copper | Records | No | Multi Family | Unknown | 1928-05-21 | 0.75 | Non-Lead | LRP Found Copper
125 Scio St | Watertown | 13601 | No | Copper | Unknown | Records | 1982-07-12 | 0.75 | Copper | Records | No | Single Family | Unknown | 1982-07-12 | 0.75 | Non-Lead
126-128 Scio St | Watertown | 13601 | No | Copper | Unknown | Records | 1927-11-08 | 0.75 | Copper | Records | No | Multi Family | Unknown | 1927-11-08 | 0.75 | Non-Lead
130 Scio St | Watertown | 13601 | No | Copper | Unknown | Records | 1936-11-18 | 0.75 | Copper | Records | No | Multi Family | Unknown | 1975-02-03 | 0.75 | Non-Lead
131 Scio St | Watertown | 13601 | No | Copper | Unknown | Records | 1957-10-09 | 0.75 | Copper | Records | No | Single Family | Unknown | 1957-10-09 | 0.75 | Non-Lead
133-135 Scio St | Watertown | 13601 | No | Copper | Unknown | Records | 1957-10-09 | 0.75 | Copper | Records | No | Multi Family | Unknown | 1957-10-09 | 0.75 | Non-Lead
134 Scio St | Watertown | 13601 | No | Copper | Unknown | Records | 2020-08-19 | 0.75 | Unknown | Records | Unknown | Single Family | Unknown | 1921-06-20 | 0.75 | Unknown | LRP Found Copper
136 Scio St | Watertown | 13601 | No | Copper | Unknown | Records | 1938-05-16 | 0.75 | Copper | Records | No | Single Family | Unknown | 1938-05-16 | 0.75 | Non-Lead
140 Scio St | Watertown | 13601 | No | Copper | Unknown | Records | 1925-09-09 | 0.75 | Copper | Records | No | Multi Family | Unknown | 1973-07-02 | 0.75 | Non-Lead
622 Seneca St | Watertown | 13601 | No | Copper | Unknown | Records | 1948-09-27 | 0.75 | Copper | Records | No | Single Family | Unknown | 1948-09-27 | 0.75 | Non-Lead
625 Seneca St | Watertown | 13601 | No | Copper | Unknown | Records | 1952-09-08 | 0.75 | Copper | Records | No | Single Family | Unknown | 1948-09-23 | 0.75 | Non-Lead
638 Seneca St | Watertown | 13601 | No | Copper | Unknown | Records | 1930-08-18 | 0.75 | Copper | Records | No | Single Family | Unknown | 1930-08-18 | 0.75 | Non-Lead
405 Seward St | Watertown | 13601 | No | Copper | Unknown | Records | 1927-06-20 | 0.75 | Copper | Records | No | Single Family | Unknown | 1927-06-20 | 0.75 | Non-Lead | LRP dug and found Copper
409 Seward St | Watertown | 13601 | No | Copper | Unknown | Records | 1946-08-23 | 0.75 | Copper | Records | No | Single Family | Unknown | 1946-08-23 | 0.75 | Non-Lead
410 Seward St | Watertown | 13601 | No | Copper | Unknown | Records | 1926-08-28 | 0.75 | Unknown |  | No | Single Family | Unknown |  | 0.75 | Unknown | Unknown inside Data
414 Seward St | Watertown | 13601 | No | Copper | Unknown | Records | 1936-06-04 | 0.75 | Copper | Records | No | Single Family | Unknown | 1936-06-04 | 0.75 | Non-Lead
415 Seward St | Watertown | 13601 | No | Copper | Unknown | Records | 1937-10-20 | 0.75 | Copper | Records | No | Single Family | Unknown | 1937-10-20 | 0.75 | Non-Lead
419 Seward St | Watertown | 13601 | No | Copper | Unknown | Records | 1952-04-15 | 1 | Copper | Records | No | Single Family | Unknown | 1952-04-17 | 1 | Non-Lead
423 Seward St | Watertown | 13601 | No | Copper | Yes | Records | 2020-08-04 | 0.75 | Copper | Records | No | Multi Family | Unknown | 2020-08-04 | 0.75 | Non-Lead | LRP
503 Seward St | Watertown | 13601 | No | Copper | Unknown | Records | 1952-06-28 | 0.75 | Copper | Records | No | Single Family | Unknown | 1952-06-28 | 0.75 | Non-Lead
Power House Sewells Island | Watertown | 13601 | Unknown | Galvanized | Unknown | Records | 1927-06-06 | 2 | [8 empty] | Unknown Data
118 Seymour St | Watertown | 13601 | No | Copper | Unknown | Records | 1946-09-04 | 0.75 | Copper | Records | No | Single Family | Unknown | 1946-09-04 | 0.75 | Non-Lead
122 Seymour St | Watertown | 13601 | Unknown | Unknown | Unknown | Records | 1919-01-21 | 0.75 | Copper | Records | Unknown | Single Family | Unknown | 2017-06-12 | 0.75 | Unknown | Unknown City side Data
126-128 Seymour St | Watertown | 13601 | Unknown | Galvanized | Unknown | Records | 1919-01-21 | 0.75 | Copper | Records | Unknown | Multi Family | Unknown | 2001-04-18 | 0.75 | Non-Lead | Unknown City side Data
132 Seymour St | Watertown | 13601 | No | Copper | Yes | Records | 2023-08-01 | 0.75 | Copper | Records | No | Single Family | Unknown | 1972-04-03 | 0.75 | Non-Lead | LRP
136 Seymour St | Watertown | 13601 | No | Copper | Unknown | Records | 1948-04-21 | 0.75 | Copper | Records | No | Single Family | Unknown | 1948-04-21 | 0.75 | Non-Lead
140-142 Seymour St | Watertown | 13601 | No | Copper | Unknown | Records | 1957-06-04 | 0.75 | Copper | Records | No | Multi Family | Unknown | 1957-06-04 | 0.75 | Non-Lead
146 Seymour St | Watertown | 13601 | No | Copper | Unknown | Records | 1940-04-12 | 0.75 | Copper | Field Insp | No | Single Family | Unknown | 1940-04-12 | 0.75 | Non-Lead
150 Seymour St | Watertown | 13601 | Unknown | Unknown | Unknown | Records | 1919-01-21 | 0.75 | Copper | Records | Unknown | Single Family | Unknown | 1932-09-01 | 0.75 | Unknown | Unknown City side Data
200-202 Seymour St | Watertown | 13601 | No | Galvanized | Yes | Records | 1924-10-23 | 1 | Galvanized | Records | Unknown | Multi Family | Unknown | 1924-10-23 | 1 | GSLRR | Fed off of Lansing St, 4' Copper repair at main
201 Seymour St | Watertown | 13601 | No | Copper | Unknown | Records | 1933-06-29 | 0.75 | Copper | Records | No | Single Family | Unknown | 1933-06-29 | 0.75 | Non-Lead | Fed off of Lansing St
202 Seymour St | Watertown | 13601 | No | Galvanized | Unknown | Records | 1924-10-23 | 1 | Galvanized | Records | Unknown | Multi Family | Unknown | 1924-10-23 | 1 | GSLRR | Fed off of Lansing St, 4' Copper repair at main
205 Seymour St | Watertown | 13601 | No | Copper | No | Records | 1930-05-05 | 0.75 | Copper | Records | No | Single Family | Unknown | 1930-05-05 | 0.75 | Non-Lead
206 Seymour St | Watertown | 13601 | No | Copper | Unknown | Records | 1928-04-17 | 0.75 | Copper | Records | No | Single Family | Unknown | 1980-06-02 | 0.75 | Non-Lead
208 Seymour St | Watertown | 13601 | No | Copper | No | Records | 1926-05-24 | 0.75 | Copper | Records | No | Single Family | Unknown | 1966-01-05 | 0.75 | Non-Lead
213 Seymour St | Watertown | 13601 | No | Copper | Unknown | Records | 1929-06-27 | 0.75 | Copper | Records | No | Single Family | Unknown | 1929-07-15 | 0.75 | Non-Lead
214 Seymour St | Watertown | 13601 | No | Copper | Unknown | Records | 1929-07-23 | 0.75 | Copper | Records | No | Single Family | Unknown | 1929-07-23 | 0.75 | Non-Lead
218 Seymour St | Watertown | 13601 | No | Copper | Unknown | Records | 1929-07-29 | 0.75 | Copper | Records | No | Single Family | Unknown | 1929-07-29 | 0.75 | Non-Lead
220 Seymour St | Watertown | 13601 | No | Copper | Unknown | Records | 1929-07-23 | 0.75 | Copper | Records | No | Single Family | Unknown | 1929-07-30 | 0.75 | Non-Lead
226 Seymour St | Watertown | 13601 | No | Copper | Unknown | Records | 1929-07-23 | 0.75 | Copper | Records | No | Single Family | Unknown | 1929-07-29 | 0.75 | Non-Lead
230 Seymour St | Watertown | 13601 | Unknown | Copper | Unknown | Records | 1925-10-23 | 0.75 | Copper | Records | No | Single Family | Unknown | 1960-11-23 | 0.75 | Non-Lead
234 Seymour St | Watertown | 13601 | No | Copper | No | Records | 1926-10-21 | 0.75 | Copper | Records | No | Single Family | Unknown | 1926-10-21 | 0.75 | Non-Lead
235 Seymour St | Watertown | 13601 | No | Copper | Unknown | Records | 1949-06-02 | 0.75 | Copper | Records | No | Single Family | Unknown | 1949-06-02 | 0.75 | Non-Lead
238 Seymour St | Watertown | 13601 | No | Copper | Unknown | Records | 1927-08-08 | 0.75 | Copper | Records | No | Single Family | Unknown | 1998-07-31 | 0.75 | Non-Lead
241 Seymour St | Watertown | 13601 | No | Copper | No | Records | 1941-07-30 | 0.75 | Copper | Field Insp | No | Single Family | Unknown | 1941-08-06 | 0.75 | Non-Lead
242 Seymour St | Watertown | 13601 | No | Copper | No | Records | 1940-11-28 | 0.75 | Copper | Records | No | Single Family | Unknown | 1940-11-29 | 0.75 | Non-Lead
246 Seymour St | Watertown | 13601 | No | Copper | No | Records | 1941-09-23 | 0.75 | Copper | Records | No | Single Family | Unknown | 1941-09-23 | 0.75 | Non-Lead
247 Seymour St | Watertown | 13601 | No | Copper | Unknown | Records | 1948-08-20 | 0.75 | Copper | Records | No | Single Family | Unknown | 1999-09-02 | 1 | Non-Lead
250 Seymour St | Watertown | 13601 | No | Copper | Unknown | Records | 1948-04-20 | 0.75 | Copper | Records | No | Single Family | Unknown | 1948-04-20 | 0.75 | Non-Lead
252 Seymour St | Watertown | 13601 | No | Copper | No | Records | 1941-05-31 | 0.75 | Copper | Records | No | Single Family | Unknown | 1941-05-31 | 0.75 | Non-Lead
253 Seymour St | Watertown | 13601 | No | Copper | No | Records | 1947-08-16 | 0.75 | Copper | Records | No | Single Family | Unknown | 1941-08-16 | 0.75 | Non-Lead
255 Seymour St | Watertown | 13601 | Unknown | Unknown | Unknown | Records | 1925-10-21 | 0.75 | Unknown | Records | Unknown | Single Family | Unknown | 1925-10-27 | 0.75 | Unknown | Unknown inside and City side Data
256 Seymour St | Watertown | 13601 | No | Copper | No | Records | 1947-05-16 | 0.75 | Copper | Records | No | Single Family | Unknown | 1947-05-16 | 0.75 | Non-Lead
257-259 Rear (Ties Different From 259) Seymour St | Watertown | 13601 | No | Copper | Unknown | Records | 1939-01-13 | 1 | Copper | Records | No | Single Family | Unknown | 1925-10-26 | 1 | Non-Lead
259 Seymour St | Watertown | 13601 | No | Copper | No | Records | 1925-10-07 | 1 | Copper | Records | No | Single Family | Unknown | 1925-10-26 | 1 | Non-Lead
264 Seymour St | Watertown | 13601 | Unknown | Unknown | Unknown | Records | 1925-10-03 | 0.75 | Copper | Records | Unknown | Single Family | Unknown | 1961-04-28 | 0.75 | Unknown | Unknown City side Data
268 Seymour St | Watertown | 13601 | Unknown | Unknown | Unknown |  |  | 0.75 | Copper | Records | Unknown | Single Family | Unknown | 2003-07-16 | 0.75 | Unknown | Unknown City side Data
269 Seymour St | Watertown | 13601 | No | Copper | No | Records | 1949-06-23 | 0.75 | Copper | Records | No | Single Family | Unknown | 1949-07-15 | 0.75 | Non-Lead
1, 2 & 3 Shepard St | Watertown | 13601 | No | Copper | No | Records | 1995-05-23 | 1 | Copper | Records | No | Multi Family | Unknown | 1995-05-23 | 1 | Non-Lead
20700 Shepard St | Watertown | 13601 | Unknown | Galvanized | Unknown |  |  | 2 |  |  | Unknown | Single Family | Unknown |  |  |  | Unknown Data
20710 Shepard St | Watertown | 13601 | Unknown | Galvanized | Unknown | Records |  | 2 | Plastic | Records | Unknown | Single Family | Unknown |  | 1 | Non-Lead | Unknown Data
20723 (209) Shepard St | Watertown | 13601 | No | Copper | No | Records | 1948-09-07 | 0.75 | Copper | Records | No | Single Family | Unknown | 1948-10-30 | 0.75 | Non-Lead
20811 Shepard St | Watertown | 13601 | No | Copper | Unknown | Records | 1951-07-18 | 0.75 | Copper | Records | No | Multi Family | Unknown | 1951-07-18 | 0.75 | Non-Lead
Drawing For 1, 2 & 3 Shepard St | Watertown | 13601 | No | Copper | No | Records | 1954-08-10 | 1 | Copper | Records | No | Multi Family | Unknown | 1954-08-10 | 1 | Non-Lead
Private Line (Shepard St Pit) Shepard St | Watertown | 13601 | No | Galvanized | Unknown |  |  | 2 | [8 empty] | Unknown Data Private line feds 5 Houses
Vacant Lot Next To 20824 Shepard St | Watertown | 13601 | No | Copper | Unknown | Records | 1954-08-10 | 1 | Copper | Records | No |  |  | 1954-08-10 | 1 | Non-Lead | Vacant lot
1108 Sheridan St | Watertown | 13601 | No | Galvanized | Unknown | Records | 1914-05-26 | 1 | Galvanized | Records | Unknown | Single Family | Unknown | 1914-05-26 | 1 | GSLRR
1122 Sheridan St | Watertown | 13601 | No | Copper | Unknown | Records | 1997-02-26 | 1 | Copper | Records | No | Single Family | Unknown | 1997-02-26 | 1 | Non-Lead
1126 & Meter Pit Sheridan St | Watertown | 13601 | No | Copper | Unknown | Records | 1930-11-21 | 1 | Copper | Records | No | Single Family | Unknown | 1930-11-21 | 1 | Non-Lead
Meter Pit & 1126 Sheridan St | Watertown | 13601 | No | Copper | Unknown | Records | 1930-11-21 | 1 | Copper | Records | No | Single Family | Unknown | 1930-11-21 | 1 | Non-Lead
Pipe Location Of Main St W Sheridan St | Watertown | 13601 | No | Galvanized | Unknown | Records | 1956-03-07 | 2 | [8 empty] | 2" Galvanized line
1002 Sherman St | Watertown | 13601 | No | Copper | No | Records | 1952-04-03 | 0.75 | Copper | Records | No | Single Family | Unknown | 1952-04-03 | 0.75 | Non-Lead | Fed off of Schley Dr
1003 Sherman St | Watertown | 13601 | No | Copper | No | Records | 1951-06-11 | 0.75 | Copper | Records | No | Single Family | Unknown | 1952-06-07 | 0.75 | Non-Lead
1010 Sherman St | Watertown | 13601 | No | Copper | No | Records | 1951-08-29 | 0.75 | Copper | Records | No | Single Family | Unknown | 1951-08-29 | 0.75 | Non-Lead
1015 Sherman St | Watertown | 13601 | No | Copper | No | Records | 1951-06-05 | 0.75 | Copper | Records | No | Single Family | Unknown | 1951-06-05 | 0.75 | Non-Lead
1016 Sherman St | Watertown | 13601 | No | Copper | No | Records | 1951-06-01 | 0.75 | Copper | Records | No | Single Family | Unknown | 1951-06-01 | 0.75 | Non-Lead
1020 Sherman St | Watertown | 13601 | No | Copper | No | Records | 1955-04-05 | 0.75 | Copper | Records | No | Single Family | Unknown | 1955-04-05 | 0.75 | Non-Lead | 10/20,1024,1026 belived to be same house
1023 Sherman St | Watertown | 13601 | No | Copper | No | Records | 1951-04-17 | 0.75 | Copper | Records | No | Single Family | Unknown | 1951-04-17 | 0.75 | Non-Lead
1026 (No Such Number-Question Discontinued Service) Sherman St | Watertown | 13601 | No | Copper | No | Records | 1955-04-05 | 0.75 | Copper | Records | No | Single Family | Unknown | 1955-04-05 | 0.75 | Non-Lead | Believe to be 1020
1031 Sherman St | Watertown | 13601 | No | Copper | No | Records | 1951-04-17 | 0.75 | Copper | Records | No | Single Family | Unknown | 1951-04-17 | 0.75 | Non-Lead
1112 Sherman St | Watertown | 13601 | No | Copper | No | Records | 1952-05-19 | 0.75 | Copper | Records | No | Single Family | Unknown | 1952-05-19 | 0.75 | Non-Lead
1115 Sherman St | Watertown | 13601 | No | Copper | Unknown | Records | 1952-06-06 | 0.75 | Copper | Records | No | Single Family | Unknown | 1952-06-06 | 0.75 | Non-Lead
1123 Sherman St | Watertown | 13601 | No | Copper | No | Records | 1961-07-19 | 0.75 | Copper | Records | No | Single Family | Unknown | 1961-07-19 | 0.75 | Non-Lead
119-123-125 Sherman St | Watertown | 13601 | No | Copper | Unknown | Records | 1956-04-16 | 1 | Copper | Records | No | Business | Unknown | 1956-04-16 | 1 | Non-Lead
119-125 Sherman St | Watertown | 13601 | No | Copper | Unknown | Records | 1956-04-16 | 1 | Copper | Records | No | Business | Unknown | 1956-04-16 | 1 | Non-Lead
1202 Sherman St | Watertown | 13601 | No | Copper | No | Records | 1951-06-18 | 0.75 | Copper | Records | No | Single Family | Unknown | 1951-06-18 | 0.75 | Non-Lead
1205 Sherman St | Watertown | 13601 | No | Copper | No | Records | 1964-09-08 | 0.75 | Copper | Records | No | Single Family | Unknown | 1964-09-08 | 0.75 | Non-Lead
1209 Sherman St | Watertown | 13601 | No | Copper | No | Records | 1951-04-27 | 0.75 | Copper | Records | No | Single Family | Unknown | 1951-04-27 | 0.75 | Non-Lead
1212 Sherman St | Watertown | 13601 | No | Copper | Unknown | Records | 1951-08-02 | 0.75 | Copper | Records | No | Single Family | Unknown | 1983-06-10 | 0.75 | Non-Lead
1215 Sherman St | Watertown | 13601 | No | Copper | No | Records | 1951-04-27 | 0.75 | Copper | Records | No | Single Family | Unknown | 1951-05-25 | 0.75 | Non-Lead
129 (Demolished) Sherman St | Watertown | 13601 | No | Copper | Unknown | Records | 1956-07-06 | 0.75 | [8 empty] | Demolished, Unknown termination point
1303 Sherman St | Watertown | 13601 | No | Copper | No | Records | 1946-06-20 | 0.75 | Copper | Records | No | Single Family | Unknown | 1946-06-20 | 0.75 | Non-Lead | Fed off of Barben Ave
1304 Sherman St | Watertown | 13601 | No | Copper | No | Records | 2023-06-01 | 1 |  |  | No | Single Family | Unknown |  | 0.75 |  | Unknown inside Data
1307 Sherman St | Watertown | 13601 | No | Copper | No | Records | 1947-07-17 | 0.75 | Copper | Records | No | Single Family | Unknown | 1947-07-01 | 0.75 | Non-Lead | Fed off Barben Ave, 3/4 Copper Private line
131 (Demolished) Sherman St | Watertown | 13601 | No | Copper | Unknown | Records | 1955-04-13 | 0.75 | [8 empty] | Demolished, 3/4 Copper Hot main to C/S
1310 Sherman St | Watertown | 13601 | No | Copper | No | Records | 1953-04-16 | 0.75 | Copper | Records | No | Single Family | Unknown | 1953-04-16 | 0.75 | Non-Lead
1311 Sherman St | Watertown | 13601 | No | Copper | No | Records | 1947-07-17 | 0.75 | Copper | Records | No | Single Family | Unknown | 1948-12-01 | 0.75 | Non-Lead | Fed off of Barben Ave, 3/4 Copper Private line
1315 Sherman St | Watertown | 13601 | No | Copper | No | Records | 1947-07-17 | 0.75 | Unknown |  | No | Single Family | Unknown | 1950-03-31 | 0.75 | Unknown | Fed off of Barben Ave, 3/4 Copper Private line, Unknown inside Data
1316 Sherman St | Watertown | 13601 | No | Copper | No | Records | 1952-04-16 | 0.75 | Copper | Records | No | Single Family | Unknown | 1953-04-16 | 0.75 | Non-Lead
1319 Sherman St | Watertown | 13601 | No | Copper | No | Records | 1947-07-17 | 0.75 | Unknown |  | No | Single Family | Unknown |  | 0.75 | Unknown | Fed off of Barben Ave, 3/4 Copper Private line, Unknown inside Data
1324 Sherman St | Watertown | 13601 | No | Copper | No | Records | 1950-04-24 | 0.75 | Copper | Records | No | Single Family | Unknown | 1950-04-24 | 0.75 | Non-Lead
1325 Sherman St | Watertown | 13601 | No | Copper | No | Records | 1948-09-23 | 1 | Copper | Records | No | Single Family | Unknown | 1948-09-23 | 0.75 | Non-Lead | Fed off of Private line between Barben and Butterfield Aves
1328 Sherman St | Watertown | 13601 | No | Copper | No | Records | 1950-05-02 | 0.75 | Copper | Records | No | Single Family | Unknown | 1950-05-02 | 0.75 | Non-Lead
1332 Sherman St | Watertown | 13601 | No | Copper | No | Records | 1950-08-31 | 0.75 | Unknown |  | No | Single Family | Unknown | 1950-09-28 | 0.75 | Unknown | Unknown inside Data
1333 Sherman St | Watertown | 13601 | No | Copper | Unknown | Records | 1986-06-18 | 0.75 | Copper | Records | No | Single Family | Unknown | 1986-06-18 | 0.75 | Non-Lead
1340 Sherman St | Watertown | 13601 | No | Copper | Unknown | Records | 1987-11-22 | 0.75 | Copper | Records | No | Single Family | Unknown | 1987-11-30 | 0.75 | Non-Lead | Fed off of Butterfield Ave
1343 Sherman St | Watertown | 13601 | No | Copper | Unknown | Records | 2023-06-01 | 1 | Copper | Records | No | Single Family | Unknown | 1994-07-17 | 0.75 | Non-Lead
1347 Sherman St | Watertown | 13601 | No | Copper | Unknown | Records | 2023-06-01 | 1 | Copper | Records | No | Single Family | Unknown | 1990-09-06 | 0.75 | Non-Lead
1348 Sherman St | Watertown | 13601 | No | Copper | Unknown | Records | 2023-06-01 | 1 | Galvanized | Records | No | Single Family | Unknown | 1943-09-14 | 0.75 | GSLRR | Galvanized inside
1351 Sherman St | Watertown | 13601 | No | Copper | Unknown | Records | 2023-06-01 | 1 | Copper | Records | No | Single Family | Unknown | 1964-09-09 | 0.75 | Non-Lead
1352 Sherman St | Watertown | 13601 | No | Copper | Unknown | Records | 2023-06-01 | 1 | Copper | Records | No | Single Family | Unknown | 1994-03-18 | 0.75 | Non-Lead
1354 Sherman St | Watertown | 13601 | No | Copper | Unknown | Records | 2023-06-01 | 1 | Copper | Records | No | Single Family | Unknown | 1982-04-13 | 0.75 | Non-Lead
1355 Sherman St | Watertown | 13601 | No | Copper | Unknown | Records | 2023-06-01 | 1 | Copper | Records | No | Single Family | Unknown | 2003-07-03 | 0.75 | Non-Lead
1357 Sherman St | Watertown | 13601 | No | Copper | Unknown | Records | 2023-06-01 | 1 | Copper | Records | No | Single Family | Unknown | 1982-11-15 | 0.75 | Non-Lead
1358 Sherman St | Watertown | 13601 | No | Copper | Unknown | Records | 2023-06-01 | 1 | Copper | Records | No | Single Family | Unknown | 1982-11-22 | 0.75 | Non-Lead
1361 Sherman St | Watertown | 13601 | No | Copper | Unknown | Records | 2023-06-01 | 1 | Copper | Records | No | Single Family | Unknown | 1977-05-11 | 0.75 | Non-Lead
1362 Sherman St | Watertown | 13601 | No | Copper | Unknown | Records | 2023-06-01 | 1 | Copper | Records | No | Single Family | Unknown | 1980-12-01 | 0.75 | Non-Lead
1365 Sherman St | Watertown | 13601 | No | Copper | Unknown | Records | 2023-06-01 | 1 | Copper | Records | No | Single Family | Unknown | 1968-11-04 | 0.75 | Non-Lead
1366 Sherman St | Watertown | 13601 | No | Copper | Unknown | Records | 2023-06-01 | 1 | Copper | Records | No | Single Family | Unknown | 2003-07-02 | 0.75 | Non-Lead
1367 Sherman St | Watertown | 13601 | No | Copper | Unknown | Records | 2023-06-01 | 1 | Copper | Records | No | Single Family | Unknown | 1982-05-26 | 0.75 | Non-Lead
1368 Sherman St | Watertown | 13601 | No | Copper | Unknown | Records | 2023-06-01 | 1 | Copper | Records | No | Single Family | Unknown | 2008-04-18 | 0.75 | Non-Lead
1371 Sherman St | Watertown | 13601 | No | Copper | Unknown | Records | 2023-06-01 | 1 | Unknown |  | No | Single Family | Unknown | 1943-09-11 | 0.75 | Unknown | Unknown inside Data
1372 Sherman St | Watertown | 13601 | No | Copper | Unknown | Records | 2023-06-01 | 1 | Copper | Records | No | Single Family | Unknown | 1977-08-10 | 0.75 | Non-Lead
1375 Sherman St | Watertown | 13601 | No | Copper | Unknown | Records | 2023-06-01 | 1 | Copper | Records | No | Single Family | Unknown | 1983-11-10 | 0.75 | Non-Lead
1376 Sherman St | Watertown | 13601 | No | Copper | Unknown | Records | 2023-06-01 | 1 | Copper | Records | No | Single Family | Unknown | 1976-07-09 | 0.75 | Non-Lead
1377 Sherman St | Watertown | 13601 | No | Copper | Unknown | Records | 2023-06-01 | 1 | Copper | Records | No | Single Family | Unknown | 1995-12-19 | 0.75 | Non-Lead
1380 Sherman St | Watertown | 13601 | No | Copper | Unknown | Records | 2023-06-01 | 1 | Unknown |  | No | Single Family | Unknown | 1968-08-21 | 0.75 | Unknown | Unknown inside Data
1381 Sherman St | Watertown | 13601 | No | Copper | Unknown | Records | 2023-06-01 | 1 | Copper | Records | No | Single Family | Unknown | 1974-11-13 | 0.75 | Non-Lead
1384 Sherman St | Watertown | 13601 | No | Copper | Unknown | Records | 1986-06-01 | 1 | Copper | Records | No | Single Family | Unknown | 1986-11-06 | 0.75 | Non-Lead
1385 Sherman St | Watertown | 13601 | No | Copper | Unknown | Records | 2023-06-01 | 0.75 | Copper | Records | No | Single Family | Unknown | 1980-05-19 | 0.75 | Non-Lead
204 (Demolished) Sherman St | Watertown | 13601 | No | Copper | Unknown | Records | 1940-10-11 | 0.75 | [8 empty] | Demolished, Unknown termination point
208 (Demolished) Sherman St | Watertown | 13601 | No | Copper | Unknown | Records | 1966-09-01 | 1 | [8 empty] | Demolished, Unknown termination point
219-227 Sherman St | Watertown | 13601 | No | Copper | Unknown | Records | 1991-06-11 | 2 | Copper | Records | No | Business | Unknown | 1991-06-11 | 2 | Non-Lead | 6" Domestic/Fire at 119 Rectory
220 Sherman St | Watertown | 13601 | No | Copper | Unknown | Records | 1963-11-06 | 1 | Copper | Records | No | Multi Family | Unknown | 1963-11-06 | 1 | Non-Lead
224 Sherman St | Watertown | 13601 | No | Copper | Unknown | Records | 1966-08-02 | 1 | Copper | Records | No | Multi Family | Unknown | 1966-08-02 | 1 | Non-Lead
228 Sherman St | Watertown | 13601 | No | Copper | Unknown | Records | 1966-08-02 | 1 | Copper | Records | No | Business | Unknown | 1966-08-02 | 1 | Non-Lead
232 (Discontinued Service) Sherman St | Watertown | 13601 | No | Copper | Unknown | Records | 1939-08-25 | 0.75 | [8 empty] | Demolished, unknown Termination point
304 (Question-Discontinued Service) Sherman St | Watertown | 13601 | No | Copper | Unknown | Records | 1930-04-22 | 0.75 | [8 empty] | Demolished, Unknown termination point
312 Sherman St | Watertown | 13601 | No | Copper | Unknown | Records | 1966-08-26 | 0.75 | Copper | Records | No | Business | Unknown | 1978-07-20 | 0.75 | Non-Lead
314-316-318 Sherman St | Watertown | 13601 | No | Copper | Unknown | Records | 1941-07-15 | 1 | Copper | Records | No | Business | Unknown | 1941-07-15 | 1 | Non-Lead
316 Sherman St | Watertown | 13601 | No | Copper | Unknown | Records | 1941-07-24 | 1 | Copper | Records | No | Multi Family | Unknown | 1941-07-25 | 1 | Non-Lead
401-407 Sherman St | Watertown | 13601 | No | Copper | No | Records | 1968-12-06 | 1.5 | Copper | Records | No | Business | Unknown | 1968-12-06 | 1.5 | Non-Lead | Fed off of Mullin St
404-408 Sherman St | Watertown | 13601 | No | Copper | Unknown | Records | 2008-10-02 | 1 | Copper | Records | No | Business | Unknown | 1996-11-01 | 1 | Non-Lead
415 Sherman St | Watertown | 13601 | No | Copper | Unknown | Records | 2008-10-01 | 1 | Copper | Records | No | Business | Unknown | 1946-07-08 | 0.75 | Non-Lead
417-419-421-423 Sherman St | Watertown | 13601 | No | Copper | Unknown | Records | 2008-10-01 | 1 | Copper | Field Insp | No | Multi Family | Unknown | 2008-10-01 | 1 | Non-Lead
418 Sherman St | Watertown | 13601 | No | Copper | Unknown | Records | 2008-10-01 | 1 | Copper | Records | No | Multi Family | Unknown | 1935-09-18 | 1 | Non-Lead
518 Sherman St | Watertown | 13601 | No | Copper | Unknown | Records | 2008-09-26 | 1 | Galvanized | Field Insp | No | Single Family | Unknown |  | 1 | GSLRR | Unknown inside Data
520 Sherman St | Watertown | 13601 | No | Copper | Unknown | Records | 2008-09-26 | 1 | Copper | Records | No | Single Family | Unknown | 1940-10-16 | 0.75 | Non-Lead
521 Sherman St | Watertown | 13601 | No | Copper | Unknown | Records | 2008-09-25 | 1 | Copper | Records | No | Multi Family | Unknown | 2001-08-30 | 0.75 | Non-Lead
522-524 Sherman St | Watertown | 13601 | No | Copper | Unknown | Records | 2008-09-26 | 1 | Copper | Field Insp | No | Multi Family | Unknown | 2008-09-26 | 0.75 | Non-Lead
523 Sherman St | Watertown | 13601 | No | Copper | Unknown | Records | 2008-09-25 | 1 | Copper | Records | No | Single Family | Unknown | 1928-11-20 | 0.75 | Non-Lead
608 Sherman St | Watertown | 13601 | No | Copper | Unknown | Records | 1929-10-09 | 1 | Copper | Records | No | Multi Family | Unknown | 1929-10-09 | 1 | Non-Lead
612 Sherman St | Watertown | 13601 | No | Copper | Unknown | Records | 1965-10-05 | 0.75 | Copper | Records | No | Multi Family | Unknown | 1965-10-05 | 0.75 | Non-Lead
614 Sherman St | Watertown | 13601 | Yes | Lead | Yes | Records | 1924-04-16 | 1 | Copper | Records | No | Single Family | Unknown | 2004-10-06 | 0.75 | Lead
617-619 Sherman St | Watertown | 13601 | No | Copper | Unknown | Records | 1966-05-27 | 1 | Copper | Records | No | Multi Family | Unknown | 1966-05-27 | 1 | Non-Lead
618 Sherman St | Watertown | 13601 | No | Copper | Unknown | Records | 1926-05-27 | 1 | Copper | Records | No | Single Family | Unknown | 1926-05-27 | 1 | Non-Lead
621-623 Rear Sherman St | Watertown | 13601 | No | Copper | Unknown | Records | 1953-03-03 | 0.75 | Known Other | Records | No | Multi Family | Unknown | 1914-05-09 | 1 | Non-Lead | Brass inside
621-623 Sherman St | Watertown | 13601 | No | Copper | Yes | Records | 2018-08-29 | 1 | Unknown | Records | No | Multi Family | Unknown |  | 1 | Unknown | Unknown inside Data
622 Sherman St | Watertown | 13601 | No | Copper | Unknown | Records | 1935-05-21 | 0.75 | Copper | Records | No | Single Family | Unknown | 1935-05-21 | 0.75 | Non-Lead
625 Sherman St | Watertown | 13601 | No | Copper | Unknown | Records | 1946-04-24 | 1 | Copper | Records | No | Multi Family | Unknown | 1946-04-24 | 1 | Non-Lead
626 Sherman St | Watertown | 13601 | No | Copper | Unknown | Records | 1954-06-01 | 0.75 | Copper | Records | No | Single Family | Unknown | 1954-06-01 | 0.75 | Non-Lead
629 Sherman St | Watertown | 13601 | No | Copper | Unknown | Records | 1940-07-05 | 0.75 | Copper | Records | No | Multi Family | Unknown | 1947-04-22 | 0.75 | Non-Lead
630 Sherman St | Watertown | 13601 | No | Copper | Unknown | Records | 1925-09-18 | 1 |  | Records | No | Single Family | Unknown | 1925-09-18 | 1 |  | Unknown inside Data, Fed off of Flower Ave W
709 Sherman St | Watertown | 13601 | No | Copper | Unknown | Records | 1939-10-04 | 0.75 | Unknown | Records | No | Single Family | Unknown | 1921-04-11 | 0.75 | Unknown | Unknown inside Data
712 Sherman St | Watertown | 13601 | No | Copper | Unknown | Records | 1939-10-04 | 0.75 | Copper | Records | No | Single Family | Unknown | 2016-11-03 | 0.75 | Non-Lead
713 Sherman St | Watertown | 13601 | No | Copper | Unknown | Records | 1939-10-04 | 0.75 |  |  | No | Single Family | Unknown | 1921-08-22 | 0.75 |  | Unknown inside Data
715 Sherman St | Watertown | 13601 | No | Copper | Unknown | Records | 1939-10-20 | 1 |  |  | No | Other | Unknown |  | 1 |  | Unknown inside Data
715-717 Sherman St | Watertown | 13601 | No | Copper | Unknown | Records | 1939-10-20 | 1 |  |  | No | Other | Unknown |  | 1 |  | Unknown inside Data
716 Sherman St | Watertown | 13601 | No | Copper | Unknown | Records | 1939-10-04 | 0.75 | Copper | Records | No | Single Family | Unknown | 1959-09-14 | 0.75 | Non-Lead
722 Sherman St | Watertown | 13601 | No | Copper | Unknown | Records | 1940-09-17 | 0.75 |  |  | No | Single Family | Unknown |  | 0.75 |  | Unknown inside Data
726 Sherman St | Watertown | 13601 | No | Copper | Unknown | Records | 1931-04-21 | 0.75 | Copper | Records | No | Multi Family | Unknown | 1931-04-29 | 0.75 | Non-Lead
732 Sherman St | Watertown | 13601 | No | Copper | Unknown | Records | 1939-05-01 | 0.75 | Copper | Records | No | Single Family | Unknown | 1939-05-01 | 0.75 | Non-Lead
800 Sherman St | Watertown | 13601 | No | Copper | Unknown | Records | 1939-10-18 | 0.75 |  |  | No | Single Family | Unknown |  | 0.75 |  | Unknown inside Data
804 Sherman St | Watertown | 13601 | No | Copper | Unknown | Records | 1957-09-25 | 1 | Copper | Records | No | Single Family | Unknown | 1957-09-25 | 1 | Non-Lead
809-811 (Demolished) Sherman St | Watertown | 13601 | No | Copper | Unknown | Records | 1930-08-06 | 0.75 | [8 empty] | Demolished, 3/4 Copper Hot main to C/S
812-814 Sherman St | Watertown | 13601 | No | Copper | Unknown | Records | 1930-08-05 | 0.75 | Copper | Records | No | Single Family | Unknown | 1970-04-22 | 0.75 | Non-Lead
813 (No Such Number-Question Discontinued Service) Sherman St | Watertown | 13601 | No | Copper | Unknown | Records | 1939-10-04 | 0.75 | [8 empty] | Demolished, Unknown Termination point
814 Sherman St | Watertown | 13601 | No | Copper | Unknown | Records | 1930-08-05 | 0.75 | Copper | Records | No | Multi Family | Unknown | 1970-04-22 | 0.75 | Non-Lead
816 Sherman St | Watertown | 13601 | No | Copper | Unknown | Records | 1930-07-12 | 0.75 | Unknown |  | No | Single Family | Unknown | 1915-03-22 | 0.75 | Unknown | Unknown inside Data
817 Sherman St | Watertown | 13601 | No | Copper | Unknown | Records | 1930-07-12 | 0.75 | Copper | Records | No | Single Family | Unknown | 2021-03-17 | 0.75 | Non-Lead
819 (No Such Number-Question Discontinued Service) Sherman St | Watertown | 13601 | No | Copper | Unknown | Records | 1939-10-30 | 0.75 | [8 empty] | Demolished, Unknown Termination point
820 Sherman St | Watertown | 13601 | No | Copper | Unknown | Records | 1939-10-30 | 0.75 | Copper | Records | No | Single Family | Unknown | 1968-07-17 | 0.75 | Non-Lead
826-830 Sherman St | Watertown | 13601 | No | Copper | Unknown | Records | 1950-10-27 | 0.75 | Copper | Records | No | Multi Family | Unknown | 1950-10-27 | 0.75 | Non-Lead
830 Sherman St | Watertown | 13601 | No | Copper | Unknown | Records | 1950-10-27 | 0.75 | Copper | Records | No | Multi Family | Unknown | 1950-10-27 | 0.75 | Non-Lead
834 Sherman St | Watertown | 13601 | No | Copper | No | Records | 1932-08-05 | 0.75 | Copper | Records | No | Single Family | Unknown | 1932-08-03 | 0.75 | Non-Lead
928 (Rec Dept Skating Rink) Sherman St | Watertown | 13601 | No | Copper | Unknown | Records | 1987-11-14 | 1.5 | [8 empty] | Demolished, 1 1/2 Copper Hot Main to C/S
928 (Sherman St School) Sherman St | Watertown | 13601 | Unknown | Known Other | Unknown | Records | 1929-12-16 | 6 | Known Other | Records | Unknown | School Childcare | Unknown | 1929-12-10 | 6 | Non-Lead
935 Sherman St | Watertown | 13601 | No | Copper | No | Records | 1956-08-01 | 1 | Copper | Records | No | Single Family | Unknown | 1956-08-01 | 1 | Non-Lead
944 Sherman St | Watertown | 13601 | No | Copper | No | Records | 1951-06-06 | 0.75 | Copper | Records | No | Single Family | Unknown | 1951-06-06 | 0.75 | Non-Lead
945 Sherman St | Watertown | 13601 | No | Copper | No | Records | 1955-06-15 | 0.75 | Copper | Records | No | Single Family | Unknown | 1955-06-15 | 0.75 | Non-Lead | 2 x 3/4" Copper
Vacant Lot (Old Mercy Hospital) Sherman St | Watertown | 13601 | Unknown | Known Other | Unknown | Records | 1969-04-03 | 8 | [8 empty] | 8" Cut and Capped
315 Sill St | Watertown | 13601 | No | Copper | Unknown | Records | 1931-10-09 | 0.75 |  |  | No | Single Family | Unknown |  | 0.75 |  | Unknown inside Data
321 Sill St | Watertown | 13601 | No | Copper | Unknown | Records | 1973-07-23 | 0.75 | Copper | Records | No | Single Family | Unknown | 1937-12-27 | 0.75 | Non-Lead
330 Sill St | Watertown | 13601 | No | Copper | No | Records | 1960-09-29 | 0.75 | Copper | Records | No | Business | Unknown | 1960-09-29 | 0.75 | Non-Lead
110 Smith St | Watertown | 13601 | No | Copper | Unknown | Records | 1964-03-11 | 0.75 | [8 empty] | Demolished, 3/4 Copper, Unknown termination point
114 Smith St | Watertown | 13601 | No | Copper | Unknown | Records | 1994-01-09 | 0.75 |  |  | No | Single Family | Unknown |  | 0.75 |  | Unknown inside Data
116 Smith St | Watertown | 13601 | No | Copper | Unknown | Records | 1940-07-05 | 0.75 | Copper | Records | No | Single Family | Unknown | 1940-07-05 | 0.75 | Non-Lead
120 Smith St | Watertown | 13601 | No | Copper | Unknown | Field Insp | 2019-07-01 | 0.75 | Copper | Records | No | Single Family | Unknown | 1970-09-18 | 0.75 | Non-Lead
124 Smith St | Watertown | 13601 | No | Copper | Unknown | Records | 1937-07-23 | 0.75 | Copper | Records | No | Single Family | Unknown | 1995-06-05 | 0.75 | Non-Lead
125 Smith St | Watertown | 13601 | No | Copper | No | Records | 1977-06-13 | 0.75 | Copper | Records | No | Single Family | Unknown | 1977-06-13 | 0.75 | Non-Lead
127 Smith St | Watertown | 13601 | No | Copper | No | Records | 1956-07-12 | 0.75 | Copper | Records | No | Single Family | Unknown | 1956-07-12 | 0.75 | Non-Lead
134 Smith St | Watertown | 13601 | No | Copper | Unknown | Records | 1939-07-17 | 0.75 | Unknown |  | No | Single Family | Unknown |  | 0.75 | Unknown | Unknown inside Data
135 Smith St | Watertown | 13601 | No | Copper | Unknown | Records | 1941-07-21 | 0.75 | Copper | Records | No | Single Family | Unknown | 1941-07-21 | 0.75 | Non-Lead
140 Smith St | Watertown | 13601 | No | Copper | Unknown | Records | 1960-10-30 | 0.75 | Copper | Records | No | Single Family | Unknown | 1960-10-30 | 0.75 | Non-Lead
141 Smith St | Watertown | 13601 | No | Copper | Unknown | Records | 1935-08-27 | 0.75 | Unknown |  | No | Single Family | Unknown |  | 0.75 | Unknown | Unknown Inside Data
146 Smith St | Watertown | 13601 | No | Copper | Unknown | Records | 1936-09-29 | 0.75 | Copper | Records | No | Single Family | Unknown | 1968-01-22 | 0.75 | Non-Lead
147 Smith St | Watertown | 13601 | No | Copper | Unknown | Records | 1928-12-24 | 0.75 | Copper | Records | No | Single Family | Unknown | 1928-12-24 | 0.75 | Non-Lead
148 Smith St | Watertown | 13601 | No | Copper | Unknown | Records | 1994-08-09 | 0.75 | Copper | Records | No | Single Family | Unknown | 1994-08-09 | 0.75 | Non-Lead
153 Smith St | Watertown | 13601 | No | Copper | Unknown | Records | 2005-11-16 | 0.75 | Unknown |  | No | Single Family | Unknown |  | 0.75 | Unknown | Unknown inside Data
154 Smith St | Watertown | 13601 | No | Copper | Unknown | Records | 1946-03-20 | 0.75 | Copper | Records | No | Single Family | Unknown | 1946-03-20 | 0.75 | Non-Lead
158 Smith St | Watertown | 13601 | No | Copper | Unknown | Records | 1946-12-10 | 0.75 | Copper | Records | No | Single Family | Unknown | 1946-12-10 | 0.75 | Non-Lead
161 Smith St | Watertown | 13601 | No | Copper | Unknown | Records | 1978-04-18 | 0.75 | Unknown |  | No | Single Family | Unknown |  | 0.75 | Unknown | Unknown inside Data
162-164 Smith St | Watertown | 13601 | No | Copper | Unknown | Records | 1948-07-01 | 0.75 | Galvanized | Records | No | Multi Family | Unknown |  | 0.75 | GSLRR | Galvanized inside, Unknown Data
168 Smith St | Watertown | 13601 | No | Copper | Unknown | Records | 1941-10-09 | 0.75 | Copper | Records | No | Single Family | Unknown | 1941-10-09 | 0.75 | Non-Lead
END (NYCRR) Smith St | Watertown | 13601 | Unknown | Known Other | Unknown | Records |  | 6
508 Snell St | Watertown | 13601 | No | Copper | Unknown | Records | 1936-03-16 | 0.75 | Copper | Records | No | Single Family | Unknown | 1936-03-16 | 0.75 | Non-Lead
512 Snell St | Watertown | 13601 | No | Copper | No | Records | 1936-03-14 | 0.75 | Copper | Records | No | Single Family | Unknown | 1936-03-14 | 0.75 | Non-Lead
515 Snell St | Watertown | 13601 | No | Copper | No | Records | 1954-06-10 | 0.75 | Copper | Records | No | Single Family | Unknown | 1954-06-10 | 0.75 | Non-Lead
525 Snell St | Watertown | 13601 | No | Copper | No | Records | 1951-04-18 | 0.75 | [8 empty] | Demolished, 3/4 Copper Hot main to C/S
548 (Question Discontinued Service) Snell St | Watertown | 13601 | No | Copper | Unknown | Records | 1957-08-13 | 1 | Copper | Records | No | Business | None | 1957-08-13 | 1 | Non-Lead | Unknown termination point if any
552 Snell St | Watertown | 13601 | No | Copper | Yes | Records | 1940-04-23 | 0.75 | Copper | Records | No | Single Family | Unknown | 1994-08-19 | 0.75 | Non-Lead
554 Snell St | Watertown | 13601 | No | Copper | Yes | Records | 2019-04-16 | 0.75 | Copper | Records | No | Single Family | Unknown | 1970-08-13 | 0.75 | Non-Lead | LRP
560 Snell St | Watertown | 13601 | No | Copper | Yes | Records | 1993-06-24 | 1 | Copper | Records | No | Single Family | Unknown | 1993-06-24 | 1 | Non-Lead
564 Snell St | Watertown | 13601 | No | Copper | Yes | Records | 2021-08-06 | 0.75 | Copper | Records | No | Single Family | Unknown | 2021-08-06 | 0.75 | Non-Lead | LRP
572 Snell St | Watertown | 13601 | No | Copper | Yes | Records | 1954-06-09 | 0.75 | Copper | Records | No | Single Family | Unknown | 1954-06-09 | 0.75 | Non-Lead
576 Snell St | Watertown | 13601 | Yes | Galvanized | Yes | Records | 1923-07-16 | 1 | Copper | Records | No | Single Family | Unknown | 2017-11-08 | 0.75 | Non-Lead | Galvanized with L/C City side
578 Snell St | Watertown | 13601 | No | Copper | No | Records | 1933-03-23 | 0.75 | Copper | Records | No | Single Family | Unknown | 1933-03-23 | 0.75 | Non-Lead
Vacant Lot-Fenced In Parking Lot Snell St | Watertown | 13601 | No | Copper | No | Records | 1951-04-18 | 0.75 | [8 empty] | Demolished, 3/4 Copper Hot main to C/S
404 Spindle Ln | Watertown | 13601 | No | Copper | No | Records | 1990-06-01 | 1 | Copper | Records | No | Single Family | Unknown | 1990-06-01 | 1 | Non-Lead
407 Spindle Ln | Watertown | 13601 | No | Copper | No | Records | 1998-06-22 | 1 | Copper | Records | No | Single Family | Unknown | 1998-06-22 | 1 | Non-Lead
419 Spindle Ln | Watertown | 13601 | No | Copper | No | Records | 1998-12-03 | 1 | Copper | Records | No | Single Family | Unknown | 1998-12-03 | 1 | Non-Lead
433 Spindle Ln | Watertown | 13601 | No | Copper | No | Records | 2003-06-01 | 1 | Copper | Records | No | Single Family | Unknown | 2003-06-01 | 1 | Non-Lead
109 Spring Ave | Watertown | 13601 | No | Copper | Unknown | Records | 1938-07-26 | 0.75 | Copper | Records | No | Multi Family | Unknown | 1959-06-26 | 0.75 | Non-Lead
119 Spring Ave | Watertown | 13601 | No | Copper | No | Records | 2008-05-13 | 1 | Copper | Records | No | Single Family | Unknown | 2008-05-13 | 1 | Non-Lead
125-137 (6inch & 3 quarter inch Tap Off State St) Spring Ave | Watertown | 13601 | No | Known Other | No | Records | 1986-07-17 | 6 | [8 empty] | Tap for 6" and 3/4 "
127 (Bldg A) Spring Ave | Watertown | 13601 | No | Known Other | No | Records | 1986-06-01 | 8 | Known Other | Records | No | Multi Family | Unknown | 1986-06-01 | 4 | Non-Lead | 8" and 4" D.I.P.
127 (Bldg B & C) Spring Ave | Watertown | 13601 | No | Known Other | No | Records | 1986-06-01 | 8 | Known Other | Records | No | Multi Family | Unknown | 1986-06-01 | 4 | Non-Lead | 8" and 4" D.I.P.
127 (Bldg D) Spring Ave | Watertown | 13601 | No | Known Other | No | Records | 1986-06-01 | 8 | Known Other | Records | No | Multi Family | Unknown | 1986-06-01 | 4 | Non-Lead | 8" and 4" D.I.P.
605 Starbuck Ave | Watertown | 13601 | No | Copper | Unknown | Records | 1933-11-16 | 0.75 | Galvanized | Records | No | Single Family | Unknown | 1944-09-01 | 0.75 | GSLRR | Galvanized inside
627 Starbuck Ave | Watertown | 13601 | No | Copper | Unknown | Records | 1966-09-30 | 0.75 | Copper | Records | No | Single Family | Unknown | 1966-09-30 | 0.75 | Non-Lead
635 Starbuck Ave | Watertown | 13601 | No | Copper | Unknown | Records | 1948-07-27 | 0.75 | Copper | Records | No | Single Family | Unknown | 1948-07-27 | 0.75 | Non-Lead
705 Starbuck Ave | Watertown | 13601 | No | Copper | Unknown | Records | 1964-05-07 | 0.75 | Copper | Records | No | Single Family | Unknown | 1964-05-07 | 0.75 | Non-Lead
713-715 Starbuck Ave | Watertown | 13601 | No | Copper | Unknown | Records | 1929-03-01 | 0.75 | Copper | Records | No | Multi Family | Unknown | 1929-05-31 | 0.75 | Non-Lead
748 (Discontinued Services-New York Airbrake) Starbuck Ave | Watertown | 13601 | Unknown | Known Other | Unknown | Records | 1998-11-19 | 10 | [8 empty] | Discontinued, cut and capped
748 (New York Airbrake) Starbuck Ave | Watertown | 13601 | No | Known Other | Unknown | Records | 1974-04-11 | 6 | Known Other | Records | Unknown | Business | Unknown | 1974-04-11 | 6 | Non-Lead
759 Starbuck Ave | Watertown | 13601 | Unknown | Galvanized | Unknown | Records | 1940-05-21 | 2 | Galvanized | Records | Unknown | Business | None | 1940-05-21 | 2 | GSLRR | 6" Fire service, Unknown Data
781 Starbuck Ave | Watertown | 13601 | No | Copper | Unknown | Records | 1934-07-11 | 0.75 | Copper | Records | No | Single Family | Unknown | 1988-05-19 | 0.75 | Non-Lead
785 Starbuck Ave | Watertown | 13601 | No | Copper | Unknown | Records | 2013-07-19 | 0.75 | Copper | Records | No | Single Family | Unknown | 2013-07-19 | 0.75 | Non-Lead
787 Starbuck Ave | Watertown | 13601 | No | Copper | Unknown | Records | 1956-07-02 | 0.75 | Copper | Records | No | Single Family | Unknown | 1956-07-02 | 0.75 | Non-Lead
800 (Bldg A) Starbuck Ave | Watertown | 13601 | No | Known Other | Unknown | Records | 2000-08-31 | 4 | Known Other | Records | No | Business | Unknown | 2000-08-31 | 4 | Non-Lead | 4" D.I.P.
800 (Bldg B) Starbuck Ave | Watertown | 13601 | No | Copper | No | Records | 2005-10-05 | 1 | Copper | Records | No | Business | Unknown | 2005-10-05 | 1 | Non-Lead
800 (Bldg D) Starbuck Ave | Watertown | 13601 | No | Copper | Unknown | Records | 1996-11-18 | 0.75 | Copper | Records | No | Business | Unknown | 1996-11-18 | 0.75 | Non-Lead
800 (Bldg E) Starbuck Ave | Watertown | 13601 | Unknown | Known Other | Unknown | Records | 1942-09-21 | 10 |  |  | Unknown | Business | Unknown |  |  |  | 10" to meter pit
800 (No Bldg) Starbuck Ave | Watertown | 13601 | Unknown | Known Other | Unknown | Records | 1950-09-29 | 10 | Known Other | Records | Unknown | Business | Unknown |  | 10 | Non-Lead | 10" C.I.
827 Starbuck Ave | Watertown | 13601 | No | Copper | No | Records | 1986-06-19 | 0.75 | Copper | Records | No | Multi Family | Unknown | 1986-06-19 | 0.75 | Non-Lead
109 State Pl | Watertown | 13601 | No | Copper | Unknown | Records | 1955-12-21 | 0.75 | Copper | Records | No | Single Family | Unknown | 1955-12-21 | 0.75 | Non-Lead
110 (Demolished) State Pl | Watertown | 13601 | No | Copper | Unknown | Records | 1985-04-15 | 0.75 | [8 empty] | Demolished, 3/4 Copper Hot main to C/S
111-113 State Pl | Watertown | 13601 | No | Copper | Unknown | Records | 1965-04-14 | 0.75 | Copper | Records | No | Multi Family | Unknown | 1965-04-14 | 0.75 | Non-Lead
115-117 State Pl | Watertown | 13601 | No | Copper | Unknown | Records | 1965-04-14 | 0.75 | Copper | Records | No | Multi Family | Unknown | 1965-04-14 | 0.75 | Non-Lead
119 State Pl | Watertown | 13601 | No | Copper | Unknown | Records | 2005-06-01 | 0.75 | Copper | Records | No | Multi Family | Unknown | 2006-09-28 | 0.75 | Non-Lead
123-125 State Pl | Watertown | 13601 | No | Copper | Unknown | Records | 1984-09-05 | 1 | Copper | Records | No | Multi Family | Unknown | 1984-09-05 | 1 | Non-Lead
131 State Pl | Watertown | 13601 | No | Copper | Unknown | Records | 1980-09-03 | 0.75 | Copper | Records | No | Single Family | Unknown | 1980-09-03 | 0.75 | Non-Lead
135 State Pl | Watertown | 13601 | No | Copper | Unknown | Records | 1964-08-05 | 0.75 | Copper | Records | No | Single Family | Unknown | 2003-05-05 | 0.75 | Non-Lead
1002-1004 State St | Watertown | 13601 | No | Copper | Unknown | Records | 2005-10-09 | 1 | Copper | Records | No | Multi Family | Unknown | 1989-07-27 | 1 | Non-Lead | Fed off of Hamilton St
1003-1005 State St | Watertown | 13601 | No | Copper | Unknown | Records | 2005-11-09 | 1 | Copper | Records | No | Multi Family | Unknown | 1934-11-05 | 0.75 | Non-Lead
1013 State St | Watertown | 13601 | No | Copper | Unknown | Records | 2005-11-08 | 1 | Copper | Records | No | Single Family | Unknown | 2010-04-21 | 0.75 | Non-Lead
1014 State St | Watertown | 13601 | No | Copper | Unknown | Records | 2005-11-07 | 1 | Copper | Records | No | Multi Family | Unknown | 1957-12-08 | 0.75 | Non-Lead
1019 State St | Watertown | 13601 | No | Copper | Unknown | Records | 2005-11-10 | 1 | Copper | Records | No | Multi Family | Unknown | 1984-09-18 | 0.75 | Non-Lead
1020 State St | Watertown | 13601 | No | Copper | Unknown | Records | 2005-11-07 | 1 | Copper | Records | No | Single Family | Unknown | 1930-04-12 | 1 | Non-Lead
1023-1025 State St | Watertown | 13601 | No | Copper | Unknown | Records | 2005-11-09 | 1 | Copper | Records | No | Multi Family | Unknown | 1949-12-08 | 0.75 | Non-Lead
1026 State St | Watertown | 13601 | No | Copper | Unknown | Records | 2005-11-07 | 1 | Copper | Records | No | Single Family | Unknown | 1928-04-13 | 1 | Non-Lead
1027 State St | Watertown | 13601 | No | Copper | Unknown | Records | 2005-11-07 | 1 | Copper | Records | No | Single Family | Unknown | 1982-04-29 | 0.75 | Non-Lead
1032 State St | Watertown | 13601 | No | Copper | Unknown | Records | 2005-11-07 | 1 | Copper | Records | No | Multi Family | Unknown | 1948-06-10 | 0.75 | Non-Lead
1033 State St | Watertown | 13601 | No | Copper | Unknown | Records | 2005-11-07 | 1 | Copper | Records | No | Single Family | Unknown | 2023-04-07 | 0.75 | Non-Lead
1036 State St | Watertown | 13601 | No | Copper | Unknown | Records | 2005-11-07 | 1 | Copper | Records |  |  |  | 1987-08-07 | 1 | Non-Lead | Demolished, 1" Copper Unknown termination point
1041 State St | Watertown | 13601 | No | Copper | Unknown | Records | 2005-11-07 | 1 | Copper | Records | No | Multi Family | Unknown | 1980-05-12 | 0.75 | Non-Lead
1042 State St | Watertown | 13601 | No | Copper | Unknown | Records | 2006-10-24 | 1 | Copper | Records | No | Multi Family | Unknown | 2010-05-04 | 1 | Non-Lead | Fed off of Pleasant St S
1045 State St | Watertown | 13601 | No | Copper | Unknown | Records | 2002-09-18 | 1 | Copper | Records | No | Single Family | Unknown | 2002-10-09 | 1 | Non-Lead | Fed off of Pleasant St N
1102 State St | Watertown | 13601 | No | Copper | Unknown | Records | 2006-10-26 | 1 | Copper | Records | No | Single Family | Unknown | 2006-10-26 | 0.75 | Non-Lead | Fed off of Pleasant St S
1103 State St | Watertown | 13601 | No | Copper | Unknown | Records | 1961-09-11 | 0.75 | Copper | Records | No | Single Family | Unknown | 1961-09-11 | 0.75 | Non-Lead
1106 State St | Watertown | 13601 | No | Copper | Unknown | Records | 2005-11-03 | 1 | Copper | Records | No | Single Family | Unknown | 1996-11-12 | 0.75 | Non-Lead
1107-1109 State St | Watertown | 13601 | No | Copper | Unknown | Records | 2005-11-03 | 1 | Copper | Field Insp | No | Multi Family | Unknown |  | 0.75 | Non-Lead | Unknown inside Data
1111-1113 State St | Watertown | 13601 | No | Copper | No | Records | 2005-11-10 | 1 | Copper | Records | No | Multi Family | Unknown | 1989-05-22 | 1 | Non-Lead
1112 State St | Watertown | 13601 | No | Copper | Unknown | Records | 2005-11-03 | 1 | Copper | Records | No | Multi Family | Unknown | 1930-11-01 | 1 | Non-Lead
1116 State St | Watertown | 13601 | No | Copper | Unknown | Records | 2005-11-03 | 1.5 | Copper | Records | No | Multi Family | Unknown | 1964-02-02 | 0.75 | Non-Lead
1117 State St | Watertown | 13601 | No | Copper | Unknown | Records | 2005-11-04 | 1 | Copper | Records | No | Single Family | Unknown | 1945-03-27 | 0.75 | Non-Lead
1121 State St | Watertown | 13601 | No | Copper | Unknown | Records | 2005-11-03 | 1 | Copper | Records | No | Single Family | Unknown | 1941-10-21 | 0.75 | Non-Lead
1124 State St | Watertown | 13601 | No | Copper | Unknown | Records | 2005-11-02 | 1 | Copper | Records | No | Single Family | Unknown | 1935-05-22 | 1 | Non-Lead
1125 State St | Watertown | 13601 | No | Copper | Unknown | Records | 2005-11-04 | 1 | [8 empty] | Demolished, 1" Copper Unknown termination point
1130 State St | Watertown | 13601 | No | Copper | Unknown | Records | 2005-11-02 | 1 | Copper | Records | No | Other | Unknown | 1936-10-15 | 1 | Non-Lead
1133 State St | Watertown | 13601 | No | Copper | Unknown | Records | 2005-11-02 | 1 | Copper | Records | No | Multi Family | Unknown | 1930-09-09 | 0.75 | Non-Lead
1136 State St | Watertown | 13601 | No | Copper | Unknown | Records | 2005-11-02 | 1 | Copper | Records | No | Other | Unknown | 1929-10-08 | 1 | Non-Lead
1137 State St | Watertown | 13601 | No | Copper | Unknown | Records | 2005-11-02 | 1 | Copper | Records | No | Single Family | Unknown | 1991-09-09 | 0.75 | Non-Lead
1141 State St | Watertown | 13601 | No | Copper | Unknown | Records | 1983-07-06 | 0.75 | Copper | Records | No | Single Family | Unknown | 1983-07-06 | 0.75 | Non-Lead | Fed off of California Ave
1144-1146 State St | Watertown | 13601 | No | Copper | Unknown | Records | 2005-11-01 | 1 | Copper | Records | No | Multi Family | Unknown | 1930-06-04 | 1 | Non-Lead
1149 State St | Watertown | 13601 | No | Copper | Unknown | Records | 2005-11-02 | 1 | Copper | Records | No | Single Family | Unknown | 1960-09-26 | 0.75 | Non-Lead
1150 State St | Watertown | 13601 | No | Copper | Unknown | Records | 2005-11-01 | 1 | Copper | Records | No | Single Family | Unknown | 1932-02-13 | 0.75 | Non-Lead
1153 State St | Watertown | 13601 | No | Copper | Unknown | Records | 2005-11-01 | 1 | Copper | Records | No | Single Family | Unknown | 1980-01-18 | 1 | Non-Lead
1154 State St | Watertown | 13601 | No | Copper | Unknown | Records | 2005-11-01 | 1 | Copper | Records | No | Single Family | Unknown | 1926-05-17 | 1 | Non-Lead
1157 State St | Watertown | 13601 | No | Copper | Unknown | Records | 2005-11-04 | 1 | Galvanized |  | No | Single Family | Unknown |  | 0.75 | GSLRR | Unknown inside Data
1158 State St | Watertown | 13601 | No | Copper | Unknown | Records | 2005-11-01 | 1 | Copper | Records | No | Single Family | Unknown | 1938-04-07 | 0.75 | Non-Lead
1161 State St | Watertown | 13601 | No | Copper | Unknown | Records | 2005-11-01 | 1 | Copper | Records | No | Single Family | Unknown | 1986-07-25 | 0.75 | Non-Lead
1164 State St | Watertown | 13601 | No | Copper | Unknown | Records | 1998-08-10 | 1 | Copper | Records | No | Multi Family | Unknown | 1998-08-10 | 1 | Non-Lead | Fed off of Indiana Ave S
1165 State St | Watertown | 13601 | No | Copper | Unknown | Records | 1952-12-29 | 1 | Copper | Records | No | Single Family | Unknown | 1952-12-29 | 1 | Non-Lead | Fed off of Indiana Ave N
1203 State St | Watertown | 13601 | No | Copper | Unknown | Records | 1952-01-24 | 0.75 | Copper | Records | No | Single Family | Unknown | 1952-01-24 | 0.75 | Non-Lead | Fed off of Indianna Ave N
1204 State St | Watertown | 13601 | No | Copper | Unknown | Records | 2005-10-31 | 1 | Copper | Records | No | Business | Unknown | 1933-10-17 | 0.75 | Non-Lead
1207 State St | Watertown | 13601 | No | Copper | Unknown | Records | 2005-10-31 | 1 | Galvanized | Records | No | Multi Family | Unknown | 1923-05-18 | 0.75 | GSLRR | Galvanized inside
1212 State St | Watertown | 13601 | No | Copper | Unknown | Records | 2005-10-31 | 1 | Copper | Records | No | Single Family | Unknown | 1971-10-12 | 0.75 | Non-Lead
1213 State St | Watertown | 13601 | No | Copper | Unknown | Records | 2005-10-31 | 1 | Copper | Records | No | Single Family | Unknown | 1955-09-06 | 0.75 | Non-Lead
1216 State St | Watertown | 13601 | No | Copper | Unknown | Records | 2005-10-31 | 1 | Copper | Records | No | Multi Family | Unknown | 1941-07-17 | 1 | Non-Lead
1217 State St | Watertown | 13601 | No | Copper | Unknown | Records | 2005-10-31 | 1 | Copper | Records | No | Multi Family | Unknown | 1945-05-21 | 0.75 | Non-Lead
1220 State St | Watertown | 13601 | No | Copper | Unknown | Records | 1974-06-01 | 1 | Copper | Records | No | Multi Family | Unknown | 1934-08-21 | 1 | Non-Lead | Fed off of Park Dr W
1301-1307 State St | Watertown | 13601 | No | Copper | Unknown | Records | 1996-09-12 | 1 | Copper | Records | No | Other | Unknown | 1937-03-12 | 1 | Non-Lead | Fed off of Michigan St
1303-1307 State St | Watertown | 13601 | No | Copper | Unknown | Records | 1996-09-12 | 1 | Copper | Records | No | Other | Unknown | 1937-03-12 | 1 | Non-Lead | Fed off of Michigan St
1309-1311 State St | Watertown | 13601 | No | Copper | Unknown | Records | 2005-10-31 | 2 | Copper | Records | No | Business | Unknown | 1953-03-09 | 2 | Non-Lead
1313 State St | Watertown | 13601 | No | Copper |  | Records | 2005-10-31 | 2 | Galvanized | Records | No | Business | Unknown | 1962-09-19 | 1.5 |  | Galvanized inside
1317 (Including House In Rear) State St | Watertown | 13601 | No | Copper | No | Records | 2017-07-03 | 0.75 | Copper | Records | No | Other | Unknown | 2017-07-03 | 0.75 | Non-Lead
1403 State St | Watertown | 13601 | No | Copper | Unknown | Records | 2005-10-27 | 1 | Copper | Records | No | Multi Family | Unknown | 1974-11-29 | 1 | Non-Lead
1404 State St | Watertown | 13601 | No | Copper | Unknown | Records | 2005-10-27 | 1 | Copper | Records | No | Single Family | Unknown | 1971-04-29 | 0.75 | Non-Lead
1407 State St | Watertown | 13601 | No | Copper | Unknown | Records | 2005-10-27 | 1 | Copper | Records | No | Single Family | Unknown | 2021-11-09 | 0.75 | Non-Lead
1408 State St | Watertown | 13601 | No | Copper | Unknown | Records | 2005-10-28 | 1 | Copper | Records | No | Multi Family | Unknown | 1935-05-03 | 1 | Non-Lead
1411-1413 State St | Watertown | 13601 | No | Copper | Unknown | Records | 2005-10-26 | 1 | Copper | Records | No | Multi Family | Unknown | 1997-12-02 | 0.75 | Non-Lead
1412-1414 State St | Watertown | 13601 | No | Copper | Unknown | Records | 2005-10-27 | 1 | Copper | Records | No | Multi Family | Unknown | 1971-07-30 | 1 | Non-Lead
1417-1419 State St | Watertown | 13601 | No | Copper | Unknown | Records | 1996-10-04 | 1 | Copper | Field Insp | No | Multi Family | Unknown | 1996-10-04 | 0.75 | Non-Lead
1418 State St | Watertown | 13601 | No | Copper | Unknown | Records | 2005-10-27 | 1 | Copper | Records | No | Multi Family | Unknown | 1986-11-13 | 1 | Non-Lead
1501-1503 State St | Watertown | 13601 | No | Copper | Unknown | Records | 2005-10-26 | 1 | Copper | Records | No | Multi Family | Unknown | 1987-09-30 | 1 | Non-Lead
1502 State St | Watertown | 13601 | No | Copper | Unknown | Records | 2005-10-26 | 0.75 | Copper | Field Insp | No | Multi Family | Unknown | 2005-10-26 | 0.75 | Non-Lead | Fed off of Moore Ave
1506 State St | Watertown | 13601 | No | Copper | Unknown | Records | 2005-10-27 | 1 | Copper | Records | No | Single Family | Unknown | 1984-09-12 | 0.75 | Non-Lead
1509 State St | Watertown | 13601 | No | Copper | No | Records | 2005-10-26 | 1 | Copper | Records | No | Business | Unknown | 1975-06-27 | 0.75 | Non-Lead
1510 State St | Watertown | 13601 | No | Copper | Unknown | Records | 2005-10-27 | 1 | Copper | Records | No | Single Family | Unknown | 1984-08-30 | 0.75 | Non-Lead
1515 State St | Watertown | 13601 | No | Copper | No | Records | 2005-10-26 | 1 | Copper | Records | No | Single Family | Unknown | 1952-04-24 | 0.75 | Non-Lead
1516-1518 State St | Watertown | 13601 | No | Copper | Unknown | Records | 2005-10-26 | 1 | Copper | Records | No | Multi Family | Unknown | 1925-06-08 | 0.75 | Non-Lead
1526 State St | Watertown | 13601 | No | Copper | Unknown | Records | 2006-10-25 | 1 | Copper | Records | No | Single Family | Unknown | 1930-06-21 | 0.75 | Non-Lead
1527 State St | Watertown | 13601 | No | Copper | Unknown | Records | 2005-10-24 | 1 | Copper | Records | No | Single Family | Unknown | 1950-07-19 | 0.75 | Non-Lead
1530 State St | Watertown | 13601 | No | Copper | Unknown | Records | 1961-03-06 | 0.75 | Copper | Records | No | Single Family | Unknown | 1961-03-06 | 0.75 | Non-Lead | Fed off of Girard Ave
1535 State St | Watertown | 13601 | No | Copper | Unknown | Records | 2005-10-25 | 1 | Copper | Records | No | Single Family | Unknown | 1982-08-30 | 0.75 | Non-Lead
1543 State St | Watertown | 13601 | No | Copper | Unknown | Records | 2005-10-01 | 1 | Copper | Records | No | Business | Unknown | 2016-12-06 | 1 | Non-Lead
1544 State St | Watertown | 13601 | No | Copper | No | Records | 1930-06-19 | 0.75 | Copper | Records | No | Business | Unknown | 1958-08-28 | 0.75 | Non-Lead | Fed off of Girard Ave
1547 State St | Watertown | 13601 | No | Copper | No | Records | 2005-10-24 | 2 | Copper | Records | No | Business | Unknown | 1962-05-11 | 2 | Non-Lead
1552 State St | Watertown | 13601 | No | Copper | No | Records | 1989-11-07 | 1 | Copper | Records | No | Business | None | 1989-11-07 | 1 | Non-Lead | 2" Copper installed same time for Fire line
1555 State St | Watertown | 13601 | No | Copper | No | Records | 1941-09-10 | 0.75 | Copper | Records | No | Business | Unknown | 2000-08-09 | 0.75 | Non-Lead | Fed off of Pearl Ave N
1605 State St | Watertown | 13601 | No | Copper | Unknown | Records | 2005-10-24 | 1 | Galvanized | Records | No | Business | Unknown | 1910-09-16 | 1 | GSLRR | Galvanized inside
1613 State St | Watertown | 13601 | No | Copper | No | Records | 2005-10-01 | 1 | Copper | Records | No | Business | Unknown | 1984-01-16 | 0.75 | Non-Lead
1616 State St | Watertown | 13601 | No | Copper | Unknown | Records | 2005-09-05 | 1 | Unknown |  | Unknown | Business | Unknown |  |  | Unknown | Unknown Data Inside and City side
1622 State St | Watertown | 13601 | No | Copper | Unknown | Records | 1932-04-17 | 0.75 | Copper | Records | No | Business | Unknown | 1932-04-19 | 0.75 | Non-Lead
1623 (Rear) State St | Watertown | 13601 | No | Copper | No | Records | 2015-11-05 | 0.75 | Copper | Records | No | Business | Unknown | 2015-11-05 | 0.75 | Non-Lead | Fed off of Monroe Ave
1623 State St | Watertown | 13601 | No | Copper | Unknown | Records | 2005-10-21 | 1 | Galvanized | Records | No | Business | Unknown | 1910-02-09 | 0.75 | GSLRR
1628 State St | Watertown | 13601 | No | Copper | Unknown | Records | 2001-07-09 | 0.75 | Galvanized | Records | No | Multi Family | Unknown | 1963-11-22 | 0.75 | GSLRR | Fed off of Fairmont Ave
1631 State St | Watertown | 13601 | No | Copper | Unknown | Records | 2005-10-24 | 1 | Copper | Records | No | Business | Unknown | 2005-11-30 | 1 | Non-Lead | Fed off of Monroe Ave
1634 State St | Watertown | 13601 | No | Copper | Unknown | Records | 2005-10-20 | 1 | Copper | Records | No | Business | Unknown | 1947-09-04 | 0.75 | Non-Lead
1635 State St | Watertown | 13601 | No | Copper | Unknown | Records | 2005-10-20 | 1 | Galvanized | Records | No | Single Family | Unknown | 1924-06-03 | 0.75 | GSLRR
1636 State St | Watertown | 13601 | No | Copper | Unknown | Records | 2005-10-20 | 1 | Copper | Records | No | Single Family | Unknown | 2005-10-21 | 0.75 | Non-Lead
1640 State St | Watertown | 13601 | No | Copper | Unknown | Records | 2005-10-19 | 1 | Copper | Records | No | Other | Unknown | 2001-10-30 | 0.75 | Non-Lead
1641-1643 State St | Watertown | 13601 | No | Copper | Unknown | Records | 2005-10-20 | 1 | Copper | Records | No | Multi Family | Unknown | 2006-06-13 | 1 | Non-Lead
1647-1649 (Demolished) State St | Watertown | 13601 | No | Copper | No | Records | 2005-10-20 | 1 | [8 empty] | Demolished 2006, 1" Copper Hot Main to C/S
1650-1652 State St | Watertown | 13601 | No | Copper | No | Records | 2005-10-19 | 1 | Copper | Records | No | Multi Family | Unknown | 1938-07-22 | 0.75 | Non-Lead | Fed off of Spring Ave
1654-1656 State St | Watertown | 13601 | No | Copper | Unknown | Records | 2005-10-19 | 1 | Copper | Records | No | Multi Family | Unknown | 1999-08-26 | 0.75 | Non-Lead
1655 State St | Watertown | 13601 | No | Known Other | No | Records | 2006-06-15 | 6 | Known Other | Records | No | Business | Unknown | 2006-06-15 | 6 | Non-Lead | 6" D.I.P. Fire/Domestic
1662 State St | Watertown | 13601 | No | Copper | No | Records | 1990-06-01 | 1 | Copper | Records | No | Business | Unknown | 1987-05-28 | 1 | Non-Lead | Fed off of Parkland 8" Main
1700 Block (Cooper Line Location) State St | Watertown | 13601 | No | Copper | No | Records | 2003-09-04 | 2 | Copper | Records | No | Business | Unknown | 2003-09-04 | 2 | Non-Lead | Fed off of State St
1704 (Childrens Home) State St | Watertown | 13601 | No | Known Other | No | Records | 2003-10-22 | 8 | Known Other | Records | No | Business | Unknown | 2003-10-22 | 8 | Non-Lead | 8" D.I.P.
1709 State St | Watertown | 13601 | No | Copper | No | Records | 2004-06-10 | 1 | Copper | Records | No | Business | Unknown | 2004-06-10 | 1 | Non-Lead
1714 State St | Watertown | 13601 | Unknown | Known Other | Unknown | Records | 1927-08-30 | 4 | Known Other | Records | Yes | Business | Unknown | 1927-08-30 | 4 | Non-Lead | Unknown Data
1717 State St | Watertown | 13601 | No | Copper | No | Records | 1990-05-01 | 1 | Copper | Records | No | Business | Unknown | 1946-06-03 | 0.75 | Non-Lead
1729 State St | Watertown | 13601 | No | Copper | No | Records | 2003-09-09 | 1.5 | Copper | Records | No | Business | Unknown | 2003-09-09 | 1.5 | Non-Lead
1743 State St | Watertown | 13601 | No | Copper | No | Records | 1990-06-12 | 1 | Copper | Records | No | Business | Unknown | 1949-08-01 | 0.75 | Non-Lead
1802 State St | Watertown | 13601 | No | Copper | Unknown | Records | 1948-08-17 | 0.75 | Copper | Records | No | Business | Unknown | 1948-08-16 | 0.75 | Non-Lead
1809 (McDonalds) State St | Watertown | 13601 | No | Known Other | No | Records | 2010-07-12 | 4 | Known Other | Records | No | Business | Unknown | 2010-07-12 | 4 | Non-Lead | 4" D.I.P. Fire/Domestic
1815 State St | Watertown | 13601 | No | Copper | No | Records | 1957-10-03 | 1 | Copper | Records | No | Business | Unknown | 1957-10-12 | 1 | Non-Lead
1816 State St | Watertown | 13601 | No | Copper | No | Records | 2004-11-05 | 1 | Copper | Records | No | Business | Unknown | 2004-11-05 | 1 | Non-Lead
1833 State St | Watertown | 13601 | No | Copper | No | Records | 1959-08-19 | 1 | Copper | Records | No | Business | Unknown | 1959-08-19 | 1 | Non-Lead
1838 State St | Watertown | 13601 | No | Copper | Unknown | Records | 1990-05-05 | 0.75 | Unknown | Records | No | Other | Unknown | 1931-12-24 | 0.75 | Unknown | Unknown Data inside and City side
1850 State St | Watertown | 13601 | No | Copper | No | Records | 1968-08-08 | 1 | Copper | Records | No | Business | Unknown | 1968-08-08 | 1 | Non-Lead
1851 (Located In Northland Plaza) State St | Watertown | 13601 | No | Known Other | No |  |  | 8 | [8 empty] | Unknown Data
1857 State St | Watertown | 13601 | No | Known Other | Unknown | Records | 1989-06-01 | 4 | Copper | Records | No | Business | Unknown | 1990-08-14 | 2 | Non-Lead
1867 State St | Watertown | 13601 | No | Known Other | No | Records | 1989-06-01 | 4 | Copper | Records | No | Business | Unknown | 1990-06-14 | 2 | Non-Lead
1870 State St | Watertown | 13601 | No | Copper | No | Records | 1976-07-28 | 0.75 | Copper | Records | No | Business | Unknown | 1976-07-28 | 0.75 | Non-Lead
1873 State St | Watertown | 13601 | No | Copper | Unknown | Records | 1990-08-14 | 1 | Copper | Records | No | Business | Unknown | 1950-01-26 | 1 | Non-Lead
1877 State St | Watertown | 13601 | No | Copper | Unknown | Records | 1950-01-26 | 1 | Copper | Records | No |  | None | 1950-01-26 | 1 | Non-Lead | Unknown location
1899 State St | Watertown | 13601 | No | Copper | Unknown | Records | 1990-07-09 | 1 | Copper | Records | No | Business | Unknown | 1990-07-09 | 1 | Non-Lead | Fed off of Hunt St
1901 (Outer State-Old Blink Bonnie Motel) State St | Watertown | 13601 | No | Copper | No | Records | 1987-08-17 | 1.5 | Copper | Records | No | Business | Unknown | 1988-01-15 | 1.5 | Non-Lead | Fed off of Hunt St
206 State St | Watertown | 13601 | No | Copper | No | Records | 2006-09-18 | 2 | Copper | Records | No | Multi Family | Unknown | 2006-09-15 | 2 | Non-Lead | 6" D.I.P. Fire service
221-227-231 State St | Watertown | 13601 | No | Copper | Unknown | Records | 2005-11-23 | 2 | Copper | Records | No | Other | Unknown | 1950-06-21 | 2 | Non-Lead
225 State St | Watertown | 13601 | No | Copper | Unknown | Records | 2005-11-23 | 2 | Copper | Records | No | Other | Unknown | 1950-06-21 | 2 | Non-Lead
235-255 State St | Watertown | 13601 | No | Known Other | Unknown | Records | 1997-09-08 | 6 | Known Other | Records | No | Other | Unknown | 1922-07-20 | 6 | Non-Lead
239 State St | Watertown | 13601 | No | Known Other | Unknown | Records | 1997-09-08 | 6 | Known Other | Records | No | Other | Unknown | 1922-07-20 | 6 | Non-Lead
241 State St | Watertown | 13601 | No | Known Other | Unknown | Records | 1997-09-08 | 6 | Known Other | Records | No | Other | Unknown | 1922-07-20 | 6 | Non-Lead
246 State St | Watertown | 13601 | No | Copper | Unknown | Records | 1948-04-06 | 1 | [8 empty] | Demolished, No tap on new main
261 - 273 State St | Watertown | 13601 | No | Copper | Unknown | Records | 2005-11-23 | 2 | Copper | Records | No | Other | Unknown | 1947-04-18 | 2 | Non-Lead
275 State St | Watertown | 13601 | No | Copper | Unknown | Records | 2005-11-23 | 2 | Copper | Records | No | Other | Unknown | 1947-04-18 | 2 | Non-Lead
276-278-280 State St | Watertown | 13601 | No | Copper | Unknown | Records | 2005-11-22 | 1 | Copper | Records | No | Multi Family | Unknown | 1935-11-26 | 1 | Non-Lead | Fed off of Union St
277-285 State St | Watertown | 13601 | No | Copper | Unknown | Records | 2005-11-18 | 1 | Copper | Records | No | Other | Unknown | 1934-06-09 | 1 | Non-Lead
302 State St | Watertown | 13601 | No | Copper | Unknown | Records | 2005-11-22 | 1 | Copper | Records | No | Business | Unknown | 1939-03-07 | 1 | Non-Lead | Fed off of Union St
303-309 State St | Watertown | 13601 | No | Copper | Unknown | Records | 1939-08-02 | 0.75 | Copper | Records | No | Business | Unknown | 1939-08-02 | 0.75 | Non-Lead | Fed off of Polk St
304-306-308-310 State St | Watertown | 13601 | No | Copper | Unknown | Records | 2005-11-22 | 1 | Copper | Records | No | Business | Unknown | 1939-03-07 | 1 | Non-Lead | Fed off of Union St
311 State St | Watertown | 13601 | No | Copper | No | Records | 1994-02-15 | 1 | Copper | Records | No | Business | Unknown | 1994-02-15 | 1 | Non-Lead | Fed off of Polk St
316-320 State St | Watertown | 13601 | No | Known Other | Unknown | Records | 2005-11-18 | 4 | Known Other | Records | No | Business | Unknown | 1928-10-26 | 4 | Non-Lead | 6" Also installed same time as 4"
326-334 State St | Watertown | 13601 | No | Copper | Unknown | Records | 1941-10-30 | 1 | [8 empty] | Demolished unknown termination point
327 (Burger King) State St | Watertown | 13601 | No | Copper | No | Records | 2005-11-18 | 1.5 | Copper | Records | No | Business | Unknown | 1983-09-16 | 1.5 | Non-Lead
332 (Vacant Lot) State St | Watertown | 13601 | No | Copper | Unknown | Records | 2005-10-01 | 1 | [8 empty] | Demolished, 1" Copper Hot main to C/S
337 State St | Watertown | 13601 | No | Copper | No | Records | 2005-11-18 | 1.5 | Copper | Records | No | Business | Unknown | 1983-09-16 | 1.5 | Non-Lead
342 State St | Watertown | 13601 | No | Copper | Unknown | Records | 1932-07-15 | 0.75 | Copper | Records | No | Business | Unknown | 1932-07-15 | 0.75 | Non-Lead | Fed off of Parker St
342-344 State St | Watertown | 13601 | No | Copper | Unknown | Records | 1932-07-15 | 0.75 | Copper | Records | No | Business | Unknown | 1932-07-15 | 0.75 | Non-Lead | Fed off of Parker St
419 State St | Watertown | 13601 | No | Known Other | Unknown | Records | 1986-05-13 | 4 | Known Other | Records | No | Business | Unknown | 1986-05-13 | 4 | Non-Lead
420-426 (Little Caesars) State St | Watertown | 13601 | No | Copper | Unknown | Records | 1944-03-28 | 0.75 | Copper | Records | No | Business | Unknown | 1944-03-28 | 0.75 | Non-Lead | Fed off of Parker St
426 (Little Caesars) State St | Watertown | 13601 | No | Copper | Unknown | Records | 1944-03-28 | 0.75 | Copper | Records | No | Business | Unknown | 1944-03-28 | 0.75 | Non-Lead | Fed off of Parker St
430 State St | Watertown | 13601 | No | Copper | Unknown | Records | 1951-06-11 | 0.75 | Copper | Records | No | Business | Unknown | 1951-06-11 | 0.75 | Non-Lead | Fed off of Parker St
436-440 (Vacant Lot) State St | Watertown | 13601 | No | Copper | No | Records | 1963-09-16 | 2 | [8 empty] | Demolished
454 State St | Watertown | 13601 | No | Copper | Unknown | Records | 1963-08-01 | 1 | Copper | Records | No | Business | Unknown | 1935-07-08 | 1 | Non-Lead | Fed off of Winthrop St
528 State St | Watertown | 13601 | No | Copper | Unknown | Records | 1950-05-04 | 0.75 | [8 empty] | Demolished Unknown termination point
531 State St | Watertown | 13601 | No | Copper | Unknown | Records | 2005-11-18 | 1 | Copper | Records | No | Business | Unknown | 2000-07-17 | 0.75 | Non-Lead
533 State St | Watertown | 13601 | No | Copper | Unknown | Records | 2005-11-17 | 1 | Copper | Field Insp | No | Business | Unknown |  | 1 | Non-Lead
540 State St | Watertown | 13601 | No | Copper | No | Records | 2023-09-27 | 1.5 | Copper | Records | No | Business | Unknown | 2023-09-27 | 1.5 | Non-Lead | Fed off of Winthrop St New Taco Bell
552 State St | Watertown | 13601 | No | Copper | Unknown | Records | 2005-11-16 | 1 | Copper | Records | No | Business | Unknown | 1953-10-05 | 1 | Non-Lead
555 State St | Watertown | 13601 | No | Copper | Unknown | Records | 2005-11-17 | 1 | Copper | Records | No | Business | Unknown | 2006-12-20 | 1 | Non-Lead
558 State St | Watertown | 13601 | No | Copper | Unknown | Records | 2005-11-17 | 1 | Copper | Records | No | Business | Unknown | 1954-05-05 | 1 | Non-Lead
560-562-564-566 State St | Watertown | 13601 | No | Copper | Unknown | Records | 1938-07-13 | 1 | Copper | Records | No | Business | Unknown | 1938-07-13 | 1 | Non-Lead
577 State St | Watertown | 13601 | No | Copper | Unknown | Records | 2005-11-18 | 1 | Copper | Records | No | Business | Unknown | 1952-12-13 | 1 | Non-Lead
581-593 State St | Watertown | 13601 | No | Copper | Unknown | Records | 1990-09-13 | 2 | [8 empty] | 2x1" taps to 2" Copper, Unknown termination point
589 (Vacant Lot) State St | Watertown | 13601 | No | Copper | Unknown | Records | 1990-09-13 | 1 | [8 empty] | Demolished, Unknown termination point
605 State St | Watertown | 13601 | No | Copper | Unknown | Records | 1990-09-13 | 1 | Copper | Records | No | Business | Unknown | 1957-02-04 | 1 | Non-Lead
605-609 State St | Watertown | 13601 | No | Copper | Unknown | Records | 1990-09-13 | 1 | Copper | Records | No | Business | Unknown | 1957-02-04 | 1 | Non-Lead
610 State St | Watertown | 13601 | No | Copper | Unknown | Records | 1946-01-31 | 0.75 | Copper | Records | No | Business | Unknown | 1946-06-20 | 0.75 | Non-Lead
610-612-616 State St | Watertown | 13601 | No | Copper | Unknown | Records | 1946-06-20 | 1 | Copper | Records | No | Business | Unknown | 1946-06-20 | 0.75 | Non-Lead
615 State St | Watertown | 13601 | No | Copper | Unknown | Records | 2005-11-15 | 1 | Copper | Records | No | Single Family | Unknown | 1940-04-10 | 1 | Non-Lead
618-620 State St | Watertown | 13601 | No | Copper | Unknown | Records | 2005-11-15 | 1 | Copper | Records | No | Multi Family | Unknown | 1957-06-05 | 1 | Non-Lead
621 (Vacant Lot Between 615 & 631) State St | Watertown | 13601 | No | Copper | Unknown | Records | 2005-11-15 | 1 | [8 empty] | Demolished, Unknown termination point
623 State St | Watertown | 13601 | No | Copper | Unknown | Records | 2005-11-15 | 1 | [8 empty] | Demolished, 1" Copper Unknown termination point
624 State St | Watertown | 13601 | No | Copper | Unknown | Records | 2005-11-15 | 1 | Copper | Records | No | Multi Family | Unknown | 1939-05-10 | 1 | Non-Lead
629-631 State St | Watertown | 13601 | No | Copper | Unknown | Records | 2005-11-11 | 2 | Copper | Records | No | Business | Unknown | 1957-08-02 | 2 | Non-Lead
632 State St | Watertown | 13601 | No | Copper | Unknown | Records | 2005-11-15 | 1 | Copper | Records | No | Business | Unknown | 1982-07-20 | 0.75 | Non-Lead
632-634 State St | Watertown | 13601 | No | Copper | Unknown | Records | 2005-11-15 | 1 | Copper | Records | No | Business | Unknown | 1982-07-20 | 0.75 | Non-Lead
647 State St | Watertown | 13601 | No | Copper | Unknown | Records | 2005-11-14 | 1 | Copper | Records | No | Single Family | Unknown | 1973-05-14 | 1 | Non-Lead
650 State St | Watertown | 13601 | No | Copper | Unknown | Records | 2005-11-14 | 2 | Copper | Records | No | Business | Unknown | 1955-06-22 | 1.5 | Non-Lead
707 State St | Watertown | 13601 | No | Copper | Unknown | Records | 2005-11-10 | 1 | Copper | Records | No | Multi Family | Unknown | 1935-04-08 | 1 | Non-Lead
708-710 State St | Watertown | 13601 | No | Copper | Unknown | Records | 2005-11-11 | 1 | Copper | Records | No | Multi Family | Unknown | 1982-01-19 | 1 | Non-Lead
717 State St | Watertown | 13601 | No | Copper | Unknown | Records | 2005-11-14 | 1 | [8 empty] | Demolished, Unknown Data and termination point
719 State St | Watertown | 13601 | No | Copper | Unknown | Records | 2005-11-14 | 1 | [8 empty] | Demolished, Unknown termination point
723 State St | Watertown | 13601 | No | Copper | Unknown | Records | 2005-11-14 | 1.5 | Copper | Records | No | Business | Unknown | 1950-09-21 | 1 | Non-Lead
724 State St | Watertown | 13601 | No | Copper | Unknown | Records | 2005-11-11 | 1 | Copper | Field Insp | No | Business | Unknown | 2005-11-11 | 0.75 | Non-Lead
729 State St | Watertown | 13601 | No | Copper | Unknown | Records | 2005-11-14 | 1 | Galvanized | Records | No | Other | Unknown | 1925-03-13 | 1 | GSLRR
731 State St | Watertown | 13601 | No | Copper | Unknown | Records | 1999-07-09 | 1 | [8 empty] | Demolished, Unknown termination point
740 State St | Watertown | 13601 | No | Copper | Unknown | Records | 1997-07-01 | 1 | Copper | Records | No | Business | Unknown | 1960-06-01 | 1 | Non-Lead
803 State St | Watertown | 13601 | No | Copper | Unknown | Records | 2005-11-14 | 1 | Copper | Records | No | Multi Family | Unknown | 1947-12-18 | 0.75 | Non-Lead
804 State St | Watertown | 13601 | No | Copper | Unknown | Records | 1957-03-18 | 1 | Copper | Records | No | Business | Unknown | 1957-03-18 | 1 | Non-Lead
804-806 State St | Watertown | 13601 | No | Copper | Unknown | Records | 1957-03-18 | 1 | Copper | Records | No | Business | Unknown | 1957-03-18 | 1 | Non-Lead
811-813 State St | Watertown | 13601 | No | Copper | Unknown | Records | 1945-05-02 | 1 | [8 empty] | Demolished, Unknown termination point
812 State St | Watertown | 13601 | No | Copper | Unknown | Records | 2005-11-11 | 1 | Copper | Records | No | Multi Family | Unknown | 1982-06-17 | 1 | Non-Lead
839 State St | Watertown | 13601 | No | Copper | Unknown | Records | 2005-11-10 | 2 | Copper | Records | No | Business | Unknown | 1940-06-12 | 0.75 | Non-Lead
842 State St | Watertown | 13601 | No | Copper | No | Records | 2005-11-18 | 1.5 | Copper | Records | No | Business | Unknown | 1996-06-01 | 1.5 | Non-Lead
852 State St | Watertown | 13601 | No | Copper | Unknown | Records | 1945-09-07 | 1 | [8 empty] | Demolished, Discontinued 4/16/1952
905 State St | Watertown | 13601 | No | Copper | Unknown | Records | 2005-11-09 | 1 | Copper | Records | No | Multi Family | Unknown | 1945-08-27 | 1 | Non-Lead
906 State St | Watertown | 13601 | No | Copper | No | Records | 1988-06-01 | 1 | Copper | Records | No | Business | None | 1988-06-01 | 1 | Non-Lead
911-913 State St | Watertown | 13601 | No | Copper | Unknown | Records | 2005-11-10 | 1 | Copper | Records | No | Multi Family | Unknown | 1973-05-09 | 0.75 | Non-Lead
914 State St | Watertown | 13601 | No | Copper | Unknown | Records | 2005-11-08 | 1 | Copper | Records | No | Multi Family | Unknown | 1959-11-19 | 0.75 | Non-Lead
921 State St | Watertown | 13601 | No | Copper | Unknown | Records | 2005-11-10 | 1 | Copper | Records | No | Multi Family | Unknown | 1927-04-18 | 1 | Non-Lead
921-923 State St | Watertown | 13601 | No | Copper | Unknown | Records | 2005-11-10 | 1 | Copper | Records | No | Multi Family | Unknown | 1927-04-18 | 1 | Non-Lead
922 State St | Watertown | 13601 | No | Copper | Unknown | Records | 2005-11-08 | 1 | Copper | Records | No | Single Family | Unknown | 1991-07-01 | 0.75 | Non-Lead
927 State St | Watertown | 13601 | No | Copper | Unknown | Records | 2005-11-10 | 1 | Galvanized | Records | No | Multi Family | Unknown | 1904-08-11 | 0.75 | GSLRR | Galvanized inside
928 State St | Watertown | 13601 | No | Copper | Unknown | Records | 2005-11-08 | 1 | Copper | Field Insp | No | Single Family | Unknown | 1939-05-15 | 0.75 | Non-Lead
932-934 State St | Watertown | 13601 | No | Copper | Unknown | Records | 2005-11-08 | 1 | Copper | Records | No | Multi Family | Unknown | 1952-03-31 | 1 | Non-Lead
935 State St | Watertown | 13601 | No | Copper | Unknown | Records | 2005-11-10 | 1 | Galvanized | Records | No | Multi Family | Unknown | 1900-06-30 | 0.75 | GSLRR | Galvanized inside
941 State St | Watertown | 13601 | No | Copper | Unknown | Records | 2005-11-09 | 1 | Copper | Records | No | Single Family | Unknown | 1974-12-09 | 0.75 | Non-Lead
942 State St | Watertown | 13601 | No | Copper | Unknown | Records | 2005-11-07 | 1 | Galvanized | Records | No | Multi Family | Unknown | 1904-05-24 | 0.75 | GSLRR | Galvanized inside, Fed off of Hamilton St
Vacant Lot (Across From 221-231) State St | Watertown | 13601 | No | Copper | Unknown | Records | 2005-11-22 | 1.5 | [8 empty] | 1 1/2 Copper Hot main to C/S
Vacant Lot (Between 1032 & 1042) State St | Watertown | 13601 | No | Copper | No | Records | 2005-11-07 | 1 | [8 empty] | 1" Copper stub Hot main to C/S
Vacant Lot (Between 707 & 717) State St | Watertown | 13601 | No | Copper | No | Records | 2005-11-14 | 1 | [8 empty] | 1" copper stubbed for future use
Vacant Lot (East Of 1516) State St | Watertown | 13601 | No | Copper | No | Records | 2005-10-25 | 1 | [8 empty] | 1" Copper stubbed for future use
Vacant Lot (East Of 647) State St | Watertown | 13601 | No | Copper | No | Records | 2005-11-14 | 1 | [8 empty] | 1" Copper stubbed for future use
Vacant Lot (State At Armstrong) State St | Watertown | 13601 | No | Copper | No | Records | 2005-11-22 | 1.5 | [8 empty] | 1 1/2 Copper stubbed for future use
Vacant Lot (West Of 1516) State St | Watertown | 13601 | No | Copper | No | Records | 2005-10-26 | 1 | [8 empty] | 1" Copper stubbed for future use
Vacant Lot (West Of 1527) State St | Watertown | 13601 | No | Copper | No | Records | 2005-10-01 | 1 | [8 empty] | 1" Copper stubbed for future use
Vacant Lot (West Of 1543) State St | Watertown | 13601 | No | Copper | No | Records | 2005-10-24 | 1 | [8 empty] | 1" Copper stubbed for future use
Vacant Lot (West Of 278) State St | Watertown | 13601 | No | Copper | No | Records | 2005-11-23 | 1 | [8 empty] | 1" Copper stubbed for future use
Vacant Lot (West Of 707) State St | Watertown | 13601 | No | Copper | No | Records | 2005-11-14 | 1 | [8 empty] | 1" Copper stubbed for future use
Vacant Lot (West Of 724) State St | Watertown | 13601 | No | Copper | No | Records | 2005-11-11 | 1 | [8 empty] | 1" Copper stubbed for future use
Vacant Lot State & Winthrop State St | Watertown | 13601 | No | Copper | No | Records | 2005-11-16 | 1 | [8 empty] | 1" Copper stubbed for future use
117 Sterling St | Watertown | 13601 | No | Copper | Unknown | Records | 1940-09-13 | 0.75 | [8 empty] | Unknown Address Location and termination point
123 Sterling St | Watertown | 13601 | No | Copper | Unknown | Records | 1940-09-13 | 0.75 | [8 empty] | Discontinued 12/3/1963
126 Sterling St | Watertown | 13601 | No | Copper | Unknown | Records | 1940-09-13 | 0.75 | [8 empty] | Demolished, Unknown termination point
127 Sterling St | Watertown | 13601 | No | Copper | Unknown | Records | 1940-09-13 | 0.75 | [8 empty] | Discontinued, 12/3/1963
128 Sterling St | Watertown | 13601 | No | Copper | Unknown | Records | 1940-09-12 | 0.75 | [8 empty] | Demolished for state office Building, Unknown termination point
134-138 Sterling St | Watertown | 13601 | No | Known Other | Unknown | Records | 1942-02-02 | 4 | Copper | Records | No | Business | Unknown | 2010-03-09 | 2 | Non-Lead
137 Sterling St | Watertown | 13601 | No | Copper | Unknown | Records | 1940-09-11 | 1 | [8 empty] | Discontinued, 12/4/1963
138 Sterling St | Watertown | 13601 | No | Known Other | Unknown | Records | 1942-02-02 | 4 | Copper | Records | No | Business | Unknown | 2010-03-19 | 2 | Non-Lead
145 Sterling St | Watertown | 13601 | No | Copper | Unknown | Records | 1940-09-18 | 0.75 | [8 empty] | Discontinued, 12/5/1963
153 Sterling St | Watertown | 13601 | No | Copper | Unknown | Records | 1940-09-18 | 0.75 | [8 empty] | Discontinued, 12/9/1963
156 Sterling St | Watertown | 13601 | No | Copper | Unknown | Records | 1940-09-13 | 0.75 | Copper | Records | No | Multi Family | Unknown | 1940-09-04 | 0.75 | Non-Lead
162-164 Sterling St | Watertown | 13601 | No | Copper | Unknown | Records | 1940-09-17 | 0.75 | Copper | Records | Unknown | Other | Unknown | 1931-09-05 | 0.75 | Non-Lead
163 Sterling St | Watertown | 13601 | No | Copper | Unknown | Records | 1954-04-30 | 0.75 | [8 empty] | Demolished, Unknown termination point
168 Sterling St | Watertown | 13601 | No | Copper | Unknown | Records | 1940-09-05 | 1 | Copper | Records | No | Multi Family | Unknown | 1940-09-05 | 1 | Non-Lead
168-170 Sterling St | Watertown | 13601 | No | Copper | Unknown | Records | 1940-09-05 | 1 | Copper | Records | No | Multi Family | Unknown | 1940-09-05 | 1 | Non-Lead
201-203 Sterling St | Watertown | 13601 | No | Copper | Unknown | Records | 1940-09-18 | 0.75 | [8 empty] | Demolished, Unknown termination point
202-204 (Demolished-Abandoned But Hot) Sterling St | Watertown | 13601 | No | Copper | Unknown | Records | 1940-09-19 | 0.75 | [8 empty] | Demolished, 3/4 Copper Hot main to C/S
204 (Demolished-Abandoned But Hot) Sterling St | Watertown | 13601 | No | Copper | Unknown | Records | 1940-09-18 | 0.75 | [8 empty] | Demolished, 3/4 Copper Hot main to C/S
209 (Demolished) Sterling St | Watertown | 13601 | No | Copper | Unknown | Records | 1940-09-18 | 0.75 | [8 empty] | Demolished, 3/4 Copper Hot main to C/S
212-214 Sterling St | Watertown | 13601 | No | Copper | Unknown | Records | 1940-09-18 | 1 | Copper | Records | No | Business | Unknown | 1959-04-16 | 1 | Non-Lead
217 Sterling St | Watertown | 13601 | No | Copper | Unknown | Records | 1940-09-18 | 0.75 | Unknown |  | No | Multi Family | Unknown |  | 0.75 | Unknown | Unknown inside Data
220 Sterling St | Watertown | 13601 | No | Copper | Unknown | Records | 1931-04-06 | 1 | Copper | Records | No | Other | Unknown | 1931-04-06 | 1 | Non-Lead
227 Sterling St | Watertown | 13601 | No | Copper | Unknown | Records | 1940-09-18 | 1 | Unknown | Records | No | Multi Family | Unknown | 1922-04-24 | 0.75 | Unknown | Unknown inside Data
228 Sterling St | Watertown | 13601 | No | Copper | Unknown | Records | 1940-09-20 | 1 | Unknown |  | No | Multi Family | Unknown |  | 1 | Unknown | Unknown inside Data
233-235 (Vacant Lot-Demolished) Sterling St | Watertown | 13601 | No | Copper | Unknown | Records | 1940-09-18 | 0.75 | [8 empty] | Demolished, 3/4 Copper Hot main to C/S
240 Sterling St | Watertown | 13601 | No | Copper | Unknown | Records | 1937-07-19 | 1 | Copper | Records | No | Single Family | Unknown | 1937-07-19 | 1 | Non-Lead | Fed off of Clay St
243 Sterling St | Watertown | 13601 | No | Copper | Unknown | Records | 1941-08-22 | 0.75 | Copper | Records | No | Multi Family | Unknown | 1941-08-22 | 0.75 | Non-Lead | Fed off of Franklin St
313 Sterling St | Watertown | 13601 | No | Copper | Unknown | Records | 1938-04-19 | 0.75 | [8 empty] | Demolished, Unknown termination point
323 Sterling St | Watertown | 13601 | No | Copper | Unknown | Records | 2007-09-17 | 1 | Galvanized |  | No | Multi Family | Unknown |  | 1 | GSLRR | Unknown inside Data, Galvanized
333 Sterling St | Watertown | 13601 | No | Copper | Unknown | Records | 2007-09-17 | 1 | Galvanized |  | No | Multi Family | Unknown |  | 1 | GSLRR | Unknown inside Data, Galvanized
335 Sterling St | Watertown | 13601 | No | Copper | Unknown | Records | 2007-09-18 | 1 | Copper | Records | No | Multi Family | Unknown | 1941-04-28 | 0.75 | Non-Lead
336 Sterling St | Watertown | 13601 | No | Copper | Unknown | Records | 2007-09-17 | 2 | Copper | Records | No | Business | Unknown | 1964-09-23 | 2 | Non-Lead
341 Sterling St | Watertown | 13601 | No | Copper | Unknown | Records | 1978-03-22 | 1 | Copper | Records | No | Multi Family | Unknown | 1978-03-22 | 1 | Non-Lead
Asbury Church Sterling St | Watertown | 13601 | No | Copper | Unknown | Records | 2007-09-17 | 2 | Copper | Records | No | Business | Unknown | 1964-09-23 | 2 | Non-Lead
Vacant Lot (West Of 323) Sterling St | Watertown | 13601 | No | Copper | Unknown | Records | 2007-09-17 | 1 | [8 empty] | 1" Copper Hot main to C/S
601-603 Stone Cir | Watertown | 13601 | No | Copper | No | Records | 2004-02-09 | 0.75 | Copper | Records | No | Multi Family | Unknown | 2004-02-09 | 1 | Non-Lead
604-606 Stone Cir | Watertown | 13601 | No | Copper | No | Records | 2005-06-01 | 0.75 | Copper | Records | No | Multi Family | Unknown | 2005-06-01 | 1 | Non-Lead
607-609 Stone Cir | Watertown | 13601 | No | Copper | No | Records | 2003-05-22 | 0.75 | Copper | Records | No | Multi Family | Unknown | 2003-05-22 | 1 | Non-Lead
613-615 Stone Cir | Watertown | 13601 | No | Copper | No | Records | 2003-05-22 | 0.75 | Copper | Records | No | Multi Family | Unknown | 2003-05-22 | 1 | Non-Lead
616-618 Stone Cir | Watertown | 13601 | No | Copper | No | Records | 2005-06-01 | 0.75 | Copper | Records | No | Multi Family | Unknown | 2005-06-01 | 1 | Non-Lead
619 Stone Cir | Watertown | 13601 | No | Copper | No | Records | 2003-05-22 | 0.75 | Copper | Records | No | Single Family | Unknown | 2003-05-22 | 1 | Non-Lead
623 Stone Cir | Watertown | 13601 | No | Copper | No | Records | 2005-06-01 | 0.75 | Copper | Records | No | Single Family | Unknown | 2005-06-01 | 1 | Non-Lead
626-628 Stone Cir | Watertown | 13601 | No | Copper | No | Records | 2005-06-01 | 0.75 | Copper | Records | No | Multi Family | Unknown | 2005-06-01 | 1 | Non-Lead
627 Stone Cir | Watertown | 13601 | No | Copper | No | Records | 2005-06-01 | 0.75 | Copper | Records | No | Single Family | Unknown | 2005-06-01 | 1 | Non-Lead
631 Stone Cir | Watertown | 13601 | No | Copper | No | Records | 2004-02-09 | 0.75 | Copper | Records | No | Single Family | Unknown | 2004-02-09 | 1 | Non-Lead
635 Stone Cir | Watertown | 13601 | No | Copper | No | Records | 2003-05-22 | 0.75 | Copper | Records | No | Single Family | Unknown | 2003-05-22 | 1 | Non-Lead
636-638 Stone Cir | Watertown | 13601 | No | Copper | No | Records | 2004-02-09 | 0.75 | Copper | Records | No | Multi Family | Unknown | 2004-02-09 | 1 | Non-Lead
148 (No Such Number-Question If Address Is Arcade St) Stone St | Watertown | 13601 | No | Copper | Unknown | Records | 1961-08-12 | 1 | [8 empty] | Demolished, Unknown termination point
154-156-158 Stone St | Watertown | 13601 | No | Copper | Unknown | Records | 1948-05-28 | 1 | Copper | Records | No | Business | Unknown | 1948-05-28 | 1 | Non-Lead | 4" Fire Service installed 7/11/1956
160 Stone St | Watertown | 13601 | No | Copper | No | Records | 1952-04-23 | 2 | Copper | Records | No | Business | Unknown | 1952-04-23 | 2 | Non-Lead | 4x1' Copper to 2" Copper
161 (Rear Bldg-Demolished) Stone St | Watertown | 13601 | No | Copper | Unknown | Records | 1962-10-04 | 0.75 | [8 empty] | Demolished, 3/4 Copper Unknown termination point
168 (Telephone Co.) Stone St | Watertown | 13601 | No | Known Other | Unknown | Records | 1957-04-10 | 4 | Known Other | Records | Unknown | Business | Unknown | 1957-04-10 | 4 | Non-Lead
170 Stone St | Watertown | 13601 | No | Known Other | Unknown | Records | 1957-04-10 | 4 | Known Other | Records | Unknown | Business | Unknown | 1957-04-10 | 4 | Non-Lead
171 (Rear) Stone St | Watertown | 13601 | No | Copper | Unknown | Records | 1937-04-30 | 1 | [8 empty] | Demolished, Unknown termination point
171 Stone St | Watertown | 13601 | No | Copper | Unknown | Records | 1963-04-30 | 1 | [8 empty] | Demolished, unknown termination point
176-178 Stone St | Watertown | 13601 | No | Copper | Unknown | Records | 1940-01-30 | 1 | [8 empty] | Demolished, Unknown termination point
184 Stone St | Watertown | 13601 | No | Copper | Unknown | Records | 1949-05-27 | 1 | [8 empty] | Discontinued 7/21/1959
185 (Demolished) Stone St | Watertown | 13601 | No | Copper | Unknown | Records | 1934-06-26 | 0.75 | [8 empty] | Demolished, 3/4 Copper Hot main to C/S
190 Stone St | Watertown | 13601 | No | Known Other | Unknown | Records | 1969-07-31 | 4 | Known Other | Records | No | Business | Unknown | 1969-07-31 | 4 | Non-Lead | 4" cast iron
195 Stone St | Watertown | 13601 | No | Known Other | No | Records | 2010-06-07 | 6 | Known Other | Records | No | Business | Unknown | 2010-06-07 | 6 | Non-Lead | 6" D.I.P. Fire/Domestic
196 Stone St | Watertown | 13601 | No | Copper | Unknown | Records | 1946-12-18 | 0.75 | Copper | Records | No | Multi Family | Unknown | 1946-12-18 | 0.75 | Non-Lead
197 (Demolished) Stone St | Watertown | 13601 | No | Copper | Unknown | Records | 1969-04-02 | 1 | [8 empty] | Demolished, 1" Copper Hot main to C/S
213 (Demolished) Stone St | Watertown | 13601 | No | Copper | Unknown | Records | 1947-07-31 | 1 | [8 empty] | Demolished 1968, 1" Copper Hot main to C/S
237 (Demolished) Stone St | Watertown | 13601 | No | Copper | Unknown | Records | 1961-09-26 | 1 | [8 empty] | Demolished, 1" Copper Hot main to C/S
245 (Demolished-Question Discontinued Service) Stone St | Watertown | 13601 | No | Copper | Unknown | Records | 1953-07-08 | 1 | [8 empty] | Demolished, Unknown termination point
251 Stone St | Watertown | 13601 | No | Copper | Unknown | Records | 2011-10-07 | 1 | Copper | Records | No | Multi Family | Unknown | 2011-10-11 | 1 | Non-Lead
308 Stone St | Watertown | 13601 | No | Copper | Unknown | Records | 1929-03-20 | 0.75 | Copper | Records | No | Multi Family | Unknown | 1929-06-27 | 0.75 | Non-Lead
320 Stone St | Watertown | 13601 | No | Copper | Unknown | Records | 1926-04-09 | 0.75 | Copper | Records | No | Multi Family | Unknown | 2005-05-06 | 0.75 | Non-Lead
321 Stone St | Watertown | 13601 | No | Copper | Unknown | Records | 1929-07-03 | 0.75 | Copper | Records | No | Multi Family | Unknown | 1929-06-15 | 0.75 | Non-Lead
323 Stone St | Watertown | 13601 | No | Copper | Unknown | Records | 1929-06-27 | 0.75 | Unknown | Records | No | Multi Family | Unknown |  | 0.75 | Unknown | Unknown inside Data
324 Stone St | Watertown | 13601 | No | Copper | Unknown | Records | 1929-06-14 | 1 | Copper | Records | No | Multi Family | Unknown | 1929-06-30 | 0.75 | Non-Lead
325 Stone St | Watertown | 13601 | No | Copper | Unknown | Records | 1929-06-29 | 0.75 | Unknown |  | No | Single Family | Unknown |  | 0.75 | Unknown | Unknown inside Data
328 Stone St | Watertown | 13601 | No | Copper | Unknown | Records | 1929-04-22 | 0.75 | Copper | Records | No | Multi Family | Unknown | 1929-04-22 | 0.75 | Non-Lead
331 (Demolished) Stone St | Watertown | 13601 | No | Copper | Unknown | Records | 1929-06-08 | 0.75 | [8 empty] | Demolished, 3/4 Copper Hot main to C/S
335 Stone St | Watertown | 13601 | No | Copper | Unknown | Records | 1929-06-13 | 0.75 | Copper | Records | No | Multi Family | Unknown | 1929-06-13 | 0.75 | Non-Lead
401-403 Stone St | Watertown | 13601 | No | Copper | Unknown | Records | 1937-11-15 | 0.75 | Unknown |  | No | Multi Family | Unknown |  | 0.75 | Unknown | Unknown inside Data
402 Stone St | Watertown | 13601 | No | Copper | Unknown | Records | 1937-11-15 | 0.75 | Copper | Records | No | Multi Family | Unknown | 2011-12-21 | 0.75 | Non-Lead
405-407 Stone St | Watertown | 13601 | No | Copper | Unknown | Records | 1937-11-15 | 0.75 | Copper | Records | No | Multi Family | Unknown | 1937-11-30 | 0.75 | Non-Lead
406 Stone St | Watertown | 13601 | No | Copper | Unknown | Records | 1937-11-15 | 0.75 | Copper | Records | No | Single Family | Unknown | 1937-11-27 | 0.75 | Non-Lead
410 Stone St | Watertown | 13601 | No | Copper | Unknown | Records | 1937-11-15 | 0.75 | Copper | Records | No | Single Family | Unknown | 1937-11-30 | 0.75 | Non-Lead
411 Stone St | Watertown | 13601 | No | Copper | Unknown | Records | 1935-10-08 | 0.75 | Copper | Records | No | Single Family | Unknown | 1956-06-11 | 0.75 | Non-Lead
412 Stone St | Watertown | 13601 | No | Copper | Unknown | Records | 1937-11-15 | 0.75 | Copper | Records | No | Single Family | Unknown | 1942-09-01 | 0.75 | Non-Lead
413-415 Stone St | Watertown | 13601 | No | Copper | Unknown | Records | 1937-11-15 | 0.75 | Copper | Records | No | Multi Family | Unknown | 1963-07-12 | 0.75 | Non-Lead
414-416 Stone St | Watertown | 13601 | No | Copper | Unknown | Records | 1937-11-15 | 0.75 | Copper | Records | No | Multi Family | Unknown | 1965-08-13 | 0.75 | Non-Lead
418-420 Stone St | Watertown | 13601 | No | Copper | Unknown | Records | 1937-11-15 | 0.75 | Copper | Records | No | Multi Family | Unknown | 1937-11-24 | 0.75 | Non-Lead
421 Stone St | Watertown | 13601 | No | Copper | Unknown | Records | 1937-11-15 | 0.75 | Copper | Records | No | Single Family | Unknown | 1937-11-30 | 0.75 | Non-Lead
424 Stone St | Watertown | 13601 | No | Copper | Unknown | Records | 1937-11-15 | 0.75 | Copper | Records | No | Single Family | Unknown | 1937-11-30 | 0.75 | Non-Lead
428 Stone St | Watertown | 13601 | No | Copper | Unknown | Records | 1937-11-15 | 0.75 | Unknown |  | No |  | Unknown |  | 0.75 | Unknown | Unknown inside Data
429-431 Stone St | Watertown | 13601 | No | Copper | Unknown | Records | 1937-11-15 | 0.75 | Copper | Records | No | Multi Family | Unknown | 1971-04-21 | 0.75 | Non-Lead
433 Stone St | Watertown | 13601 | No | Copper | Unknown | Records | 1937-12-06 | 0.75 | Copper | Records | No | Single Family | Unknown | 1971-08-05 | 0.75 | Non-Lead
500 Stone St | Watertown | 13601 | No | Copper | Unknown | Records | 1938-04-11 | 0.75 | Copper | Records | No | Single Family | Unknown | 1938-04-12 | 0.75 | Non-Lead
503-505 Stone St | Watertown | 13601 | No | Copper | Unknown | Records | 1936-04-10 | 0.75 | Unknown |  | No | Multi Family | Unknown |  | 0.75 | Unknown | Unknown inside Data
506-508 Stone St | Watertown | 13601 | No | Copper | Unknown | Records | 1937-11-15 | 0.75 | Copper | Records | No | Multi Family | Unknown | 1962-06-15 | 0.75 | Non-Lead
509-511 Stone St | Watertown | 13601 | No | Copper | Unknown | Records | 1937-11-15 | 0.75 | Copper | Records | No | Multi Family | Unknown | 1960-06-30 | 0.75 | Non-Lead
512 Stone St | Watertown | 13601 | No | Copper | Unknown | Records | 1938-01-28 | 0.75 | Copper | Records | No | Single Family | Unknown | 1928-09-20 | 0.75 | Non-Lead
513-515 Stone St | Watertown | 13601 | No | Copper | Unknown | Records | 1935-10-04 | 0.75 |  |  | No | Multi Family | Unknown |  | 0.75 |  | Unknown inside Data
514 Stone St | Watertown | 13601 | No | Copper | Unknown | Records | 1937-11-15 | 0.75 | Unknown |  | No | Single Family | Unknown |  |  | Unknown | Unknown inside Data
518 Stone St | Watertown | 13601 | No | Copper | Unknown | Records | 1937-11-15 | 0.75 | Copper | Records | No | Multi Family | Unknown | 1937-11-30 | 0.75 | Non-Lead
519-521 Stone St | Watertown | 13601 | No | Copper | Unknown | Records | 1937-11-15 | 0.75 |  |  | No | Multi Family | Unknown |  | 0.75 |  | Unknown inside Data
520 Stone St | Watertown | 13601 | No | Copper | Unknown | Records | 1938-02-28 | 0.75 | Copper | Records | No | Multi Family | Unknown | 1986-12-10 | 0.75 | Non-Lead
524 Stone St | Watertown | 13601 | No | Copper | Unknown | Records | 1937-11-15 | 0.75 | Copper | Records | No | Single Family | Unknown | 1926-06-19 | 0.75 | Non-Lead
525 Stone St | Watertown | 13601 | No | Copper | Unknown | Records | 1937-11-15 | 0.75 | Copper | Records | No | Single Family | Unknown | 1936-10-30 | 0.75 | Non-Lead
526-528 Stone St | Watertown | 13601 | No | Copper | Unknown | Records | 1937-11-15 | 0.75 | Unknown |  | No | Multi Family | Unknown |  | 0.75 | Unknown | Unknown inside Data
530 Stone St | Watertown | 13601 | No | Copper | Unknown | Records | 1937-11-15 | 0.75 | Copper | Records | No | Single Family | Unknown | 1938-08-17 | 0.75 | Non-Lead
531 Stone St | Watertown | 13601 | No | Copper | Unknown | Records | 1938-03-02 | 0.75 | Copper | Records | No | Single Family | Unknown | 1957-01-09 | 0.75 | Non-Lead
532 Stone St | Watertown | 13601 | No | Copper | Unknown | Records | 1937-11-15 | 0.75 | Copper | Records | No | Single Family | Unknown | 1937-12-04 | 0.75 | Non-Lead
537-539 Stone St | Watertown | 13601 | No | Copper | Unknown | Records | 1938-03-02 | 0.75 | Copper | Records | No | Multi Family | Unknown | 2006-09-27 | 1 | Non-Lead
540 Stone St | Watertown | 13601 | No | Copper | Unknown | Records | 1937-11-15 | 0.75 | Copper | Records | No | Single Family | Unknown | 1936-08-12 | 0.75 | Non-Lead
540-542 Stone St | Watertown | 13601 | No | Copper | Unknown | Records | 1937-11-15 | 0.75 | Copper | Records | No | Single Family | Unknown | 1936-08-13 | 0.75 | Non-Lead
541 Stone St | Watertown | 13601 | No | Copper | Unknown | Records | 1937-11-15 | 0.75 | Galvanized | Records | No | Single Family | Unknown | 1922-11-22 | 0.75 | GSLRR | Galvanized pipe inside
543 Stone St | Watertown | 13601 | No | Copper | Unknown | Records | 1937-11-15 | 0.75 | Copper | Records | No | Single Family | Unknown | 1937-11-29 | 0.75 | Non-Lead
109 Stuart St | Watertown | 13601 | No | Copper | Unknown | Records | 1930-10-28 | 0.75 | Unknown |  | No | Multi Family | Unknown |  | 0.75 | Unknown | Unknown inside Data
110 Stuart St | Watertown | 13601 | Unknown | Unknown | Unknown | Records | 1898-02-12 |  |  |  | Unknown | Multi Family | Unknown |  |  |  | Unknown Data inside and City side
114 Stuart St | Watertown | 13601 | No | Copper | Unknown | Records | 1968-12-26 | 0.75 | Copper | Records | No | Single Family | Unknown | 1968-12-26 | 0.75 | Non-Lead
115 Stuart St | Watertown | 13601 | No | Copper | Unknown | Records | 1953-05-04 | 0.75 | Copper | Records | No | Single Family | Unknown | 1953-05-04 | 0.75 | Non-Lead
116 Stuart St | Watertown | 13601 | No | Copper | Unknown | Records | 1978-08-14 | 0.75 | Copper | Records | No | Single Family | Unknown | 1978-08-14 | 0.75 | Non-Lead
119 Stuart St | Watertown | 13601 | No | Copper | Unknown | Records | 1940-02-26 | 0.75 |  |  | No | Single Family | Unknown |  |  |  | Unknown inside Data
119-121 Stuart St | Watertown | 13601 | No | Copper | Unknown | Records | 1940-02-26 | 0.75 |  |  | No | Single Family | Unknown |  |  |  | Unknown inside Data
122 Stuart St | Watertown | 13601 | No | Copper | Unknown | Records | 1987-09-29 | 0.75 | Copper | Records | No | Single Family | Unknown | 1987-09-29 | 0.75 | Non-Lead
123 Stuart St | Watertown | 13601 | No | Copper | Unknown | Records | 1946-07-05 | 0.75 | Copper | Records | No | Single Family | Unknown | 1946-07-05 | 0.75 | Non-Lead
126 Stuart St | Watertown | 13601 | No | Copper | Unknown | Field Insp |  | 0.75 | Copper | Field Insp | No | Single Family | Unknown |  | 0.75 | Non-Lead | LRP Dug and found 3/4 Copper 7/29/2020
127 Stuart St | Watertown | 13601 | No | Copper | Unknown | Records | 1939-08-11 | 0.75 | Unknown |  | No | Single Family | Unknown |  | 0.75 | Unknown | Unknown inside Data
130 Stuart St | Watertown | 13601 | No | Copper | Unknown | Records | 1934-06-26 | 0.75 | Copper | Records | No | Single Family | Unknown | 1934-06-26 | 0.75 | Non-Lead
131 Stuart St | Watertown | 13601 | No | Copper | Unknown | Records | 1934-03-12 | 0.75 | Copper | Records | No | Single Family | Unknown | 1959-12-07 | 0.75 | Non-Lead
132 Stuart St | Watertown | 13601 | No | Copper | Yes | Records | 2020-07-06 | 0.75 | Copper | Records | No | Single Family | Unknown | 1995-01-03 | 0.75 | Non-Lead | LRP
135 Stuart St | Watertown | 13601 | No | Copper | Unknown | Records | 1934-03-12 | 0.75 | Galvanized | Records | No | Single Family | Unknown | 1934-08-09 | 0.75 | GSLRR | Galvanized inside
136 Stuart St | Watertown | 13601 | No | Copper | Yes | Records | 2020-06-08 | 0.75 | Copper | Records | No | Single Family | Unknown | 2020-06-18 | 0.75 | Non-Lead | LRP
139 Stuart St | Watertown | 13601 | No | Copper | Unknown | Records | 1935-08-20 | 0.75 | Copper | Records | No | Single Family | Unknown | 1992-09-29 | 0.75 | Non-Lead
140 Stuart St | Watertown | 13601 | No | Copper | Unknown | Records | 1948-05-25 | 0.75 | Copper | Records | No | Single Family | Unknown | 1948-05-25 | 0.75 | Non-Lead
143 Stuart St | Watertown | 13601 | No | Copper | Unknown | Records | 1935-08-20 | 0.75 | Copper | Records | No | Single Family | Unknown | 1999-07-06 | 0.75 | Non-Lead
144 Stuart St | Watertown | 13601 | No | Copper | Unknown | Records | 1946-10-23 | 0.75 | Copper | Records | No | Single Family | Unknown | 1946-10-22 | 0.75 | Non-Lead
147 Stuart St | Watertown | 13601 | No | Copper | Unknown | Records | 1939-08-31 | 0.75 | Copper | Records | No | Single Family | Unknown | 1965-08-19 | 0.75 | Non-Lead
148 Stuart St | Watertown | 13601 | No | Copper | Unknown | Records | 1946-10-23 | 0.75 | Copper | Records | No | Single Family | Unknown | 1946-10-23 | 0.75 | Non-Lead
151 Stuart St | Watertown | 13601 | No | Copper | Unknown | Records | 1936-08-17 | 0.75 | Copper | Records | No | Single Family | Unknown | 1944-11-13 | 0.75 | Non-Lead
155 Stuart St | Watertown | 13601 | No | Copper | Unknown | Records | 1946-06-13 | 0.75 | Copper | Records | No | Single Family | Unknown | 1946-06-13 | 0.75 | Non-Lead
156 Stuart St | Watertown | 13601 | No | Copper | Unknown | Records | 1947-09-22 | 0.75 | Copper | Records | No | Single Family | Unknown | 1947-09-22 | 0.75 | Non-Lead
200 Stuart St | Watertown | 13601 | Unknown | Unknown | Unknown | [5 empty] | Unknown | Single Family | Unknown |  |  |  | Unknown Data inside and City side
205 Stuart St | Watertown | 13601 | No | Copper | Unknown | Records | 1948-05-24 | 0.75 | Copper | Records | No | Single Family | Unknown | 1948-05-24 | 0.75 | Non-Lead
210 Stuart St | Watertown | 13601 | No | Copper | Unknown | Records | 1948-07-12 | 0.75 | Copper | Records | No | Single Family | Unknown | 1948-07-12 | 0.75 | Non-Lead
211 Stuart St | Watertown | 13601 | No | Copper | Unknown | Records | 1997-09-03 | 0.75 |  |  | No | Single Family | Unknown |  | 0.75 |  | Unknown inside Data
214 Stuart St | Watertown | 13601 | No | Copper | Unknown | Records | 1932-08-30 | 0.75 | Copper | Records | No | Single Family | Unknown | 1932-08-30 | 0.75 | Non-Lead
215 Stuart St | Watertown | 13601 | No | Copper | Unknown | Records | 1926-04-22 | 0.75 | Copper | Records | No | Single Family | Unknown | 1974-09-06 | 0.75 | Non-Lead
218 Stuart St | Watertown | 13601 | No | Copper | Unknown | Records | 1959-07-31 | 0.75 | Copper | Records | No | Single Family | Unknown | 1959-07-31 | 0.75 | Non-Lead
219 Stuart St | Watertown | 13601 | No | Copper | Unknown | Records | 2008-07-09 | 0.75 | Copper | Records | No | Single Family | Unknown | 2008-07-09 | 0.75 | Non-Lead
222 Stuart St | Watertown | 13601 | No | Copper | Unknown | Records | 1933-10-30 | 0.75 | Copper | Records | No | Single Family | Unknown | 1933-10-30 | 0.75 | Non-Lead
223 Stuart St | Watertown | 13601 | No | Copper | Unknown | Records | 1994-06-09 | 0.75 | Copper | Records | No | Single Family | Unknown | 1994-06-09 | 0.75 | Non-Lead
226 Stuart St | Watertown | 13601 | No | Copper | Unknown | Records | 1966-06-07 | 0.75 | Copper | Records | No | Single Family | Unknown | 1966-06-07 | 0.75 | Non-Lead
227 Stuart St | Watertown | 13601 | No | Copper | Unknown | Records | 1946-11-13 | 0.75 | Copper | Records | No | Single Family | Unknown | 1946-11-13 | 0.75 | Non-Lead
231 Stuart St | Watertown | 13601 | No | Copper | Unknown | Records | 1951-08-06 | 0.75 | Copper | Records | No | Single Family | Unknown | 1951-08-06 | 0.75 | Non-Lead
232 Stuart St | Watertown | 13601 | No | Copper | Unknown | Records | 1935-08-09 | 0.75 | Copper | Records | No | Single Family | Unknown | 2000-05-24 | 0.75 | Non-Lead
233 Stuart St | Watertown | 13601 | No | Copper | Unknown | Records | 1939-08-31 | 0.75 | Copper | Records | No | Single Family | Unknown | 1987-06-29 | 0.75 | Non-Lead
234 Stuart St | Watertown | 13601 | No | Copper | Unknown | Field Insp |  | 0.75 | Copper | Records | No | Single Family | Unknown | 1972-01-12 | 0.75 | Non-Lead | Unknown City side Data, Copper found in Street
237 Stuart St | Watertown | 13601 | No | Copper | Unknown | Records | 1997-08-27 | 0.75 | Galvanized | Field Insp | No | Single Family | Unknown |  | 0.75 | GSLRR | Unknown inside Data
238 Stuart St | Watertown | 13601 | No | Copper | Unknown | Records | 1936-07-28 | 0.75 | Unknown |  | No | Single Family | Unknown |  | 0.75 | Unknown | Unknown inside Data, LRP found Copper in the Street
242 Stuart St | Watertown | 13601 | No | Copper | Unknown | Records | 1985-08-15 | 0.75 | Copper | Records | No | Single Family | Unknown | 1970-09-09 | 0.75 | Non-Lead
243 Stuart St | Watertown | 13601 | No | Copper | Unknown | Records | 1948-08-25 | 0.75 | Copper | Records | No | Single Family | Unknown | 1948-08-25 | 0.75 | Non-Lead
247 Stuart St | Watertown | 13601 | No | Copper | Unknown | Records | 1963-05-02 | 0.75 | Copper | Records | No | Single Family | Unknown | 1963-05-02 | 0.75 | Non-Lead
250 Stuart St | Watertown | 13601 | No | Copper | Unknown | Records | 1925-06-26 | 0.75 | Copper | Records | No | Single Family | Unknown | 1997-08-22 | 0.75 | Non-Lead
251-255 Stuart St | Watertown | 13601 | No | Copper | Unknown | Records | 1961-08-01 | 0.75 | Copper | Records | No | Multi Family | Unknown | 1961-08-01 | 0.75 | Non-Lead
254 Stuart St | Watertown | 13601 | No | Copper | Yes | Records | 2020-06-25 | 0.75 | Copper | Records | No | Single Family | Unknown | 2020-06-25 | 0.75 | Non-Lead | LRP
259 Stuart St | Watertown | 13601 | No | Copper | Unknown | Records | 1949-08-08 | 0.75 | Copper | Records | No | Single Family | Unknown | 1949-08-08 | 0.75 | Non-Lead
263 Stuart St | Watertown | 13601 | No | Copper | Yes | Records | 2021-06-15 | 0.75 | Copper | Records | No | Single Family | Unknown | 2021-06-15 | 0.75 | Non-Lead | LRP
912 Summer St | Watertown | 13601 | No | Copper | No | Records | 1950-05-22 | 0.75 | Copper | Records | No | Single Family | Unknown | 1950-05-22 | 0.75 | Non-Lead
916 Summer St | Watertown | 13601 | No | Copper | Unknown | Records | 1950-05-22 | 0.75 | Copper | Records | No | Single Family | Unknown | 1950-05-22 | 0.75 | Non-Lead
917 Summer St | Watertown | 13601 | No | Copper | Unknown | Records | 1928-08-31 | 0.75 |  |  | No | Single Family | Unknown |  | 0.75 |  | Unknown inside Data
920 Summer St | Watertown | 13601 | No | Copper | Unknown | Records | 1936-06-26 | 0.75 |  |  | No | Single Family | Unknown |  | 0.75 |  | Unknown inside Data
924 Summer St | Watertown | 13601 | No | Copper | Unknown | Records | 1945-02-23 | 0.75 | Copper | Records | No | Single Family | Unknown | 1945-02-23 | 0.75 | Non-Lead
928 Summer St | Watertown | 13601 | No | Copper | Unknown | Records | 1950-05-22 | 0.75 | Copper | Records | No | Single Family | Unknown | 1950-05-22 | 0.75 | Non-Lead
929 Summer St | Watertown | 13601 | No | Copper | Unknown | Records | 1950-05-23 | 0.75 | Copper | Records | No | Multi Family | Unknown | 1950-05-23 | 0.75 | Non-Lead
932 Summer St | Watertown | 13601 | No | Copper | Unknown | Records | 1937-07-23 | 0.75 |  |  | No | Single Family | Unknown |  | 0.75 |  | Unknown inside Data
933 Summer St | Watertown | 13601 | No | Copper | Unknown | Records | 1950-05-24 | 0.75 | Copper | Records | No | Single Family | Unknown | 1950-05-24 | 0.75 | Non-Lead
936 Summer St | Watertown | 13601 | No | Copper | Unknown | Records | 1950-05-25 | 0.75 | Copper | Records | No | Single Family | Unknown | 1950-05-25 | 0.75 | Non-Lead
937 Summer St | Watertown | 13601 | No | Copper | Unknown | Records | 1934-02-27 | 0.75 | Copper | Records | No | Single Family | Unknown | 1950-05-23 | 0.75 | Non-Lead
940 Summer St | Watertown | 13601 | No | Copper | Unknown | Records | 1950-05-23 | 0.75 | Copper | Records | No | Single Family | Unknown | 1950-05-23 | 0.75 | Non-Lead
943 Summer St | Watertown | 13601 | No | Copper | Unknown | Records | 1936-06-30 | 0.75 | Copper | Records | No | Multi Family | Unknown | 1936-07-01 | 0.75 | Non-Lead
944 Summer St | Watertown | 13601 | No | Copper | Unknown | Records | 1950-05-23 | 0.75 | Copper | Records | No | Single Family | Unknown | 1950-05-23 | 0.75 | Non-Lead
947 Summer St | Watertown | 13601 | No | Copper | Unknown | Records | 1950-05-22 | 0.75 | Copper | Records | No | Single Family | Unknown | 1950-05-22 | 0.75 | Non-Lead
1308 Sunset Rdg | Watertown | 13601 | No | Copper | No | Records | 1957-09-19 | 1 | Copper | Records | No | Single Family | Unknown | 1957-09-19 | 1 | Non-Lead
1313 Sunset Rdg | Watertown | 13601 | No | Copper | No | Records | 1956-04-19 | 1 |  |  | No | Single Family | Unknown |  | 1 |  | Unknown inside Data
1320 Sunset Rdg | Watertown | 13601 | No | Copper | No | Records | 1957-10-14 | 0.75 | Copper | Records | No | Single Family | Unknown | 1957-10-14 | 0.75 | Non-Lead
1325 Sunset Rdg | Watertown | 13601 | No | Copper | Unknown | Records | 1956-04-25 | 1 |  |  | No | Single Family | Unknown |  | 1 |  | Unknown inside Data
1330 Sunset Rdg | Watertown | 13601 | No | Copper | Unknown | Records | 1967-06-02 | 1 |  |  | No | Single Family | Unknown |  | 1 |  | Unknown inside Data
1337 Sunset Rdg | Watertown | 13601 | No | Copper | No | Records | 1956-06-04 | 1 |  |  | No | Single Family | Unknown |  | 1 |  | Unknown inside Data
1347 Sunset Rdg | Watertown | 13601 | No | Copper | No | Records | 1956-05-31 | 1 | Copper | Records | No | Single Family | Unknown | 1966-07-20 | 0.75 | Non-Lead
1348 Sunset Rdg | Watertown | 13601 | No | Copper | No | Records | 1957-08-15 | 1 | Copper | Records | No | Single Family | Unknown | 1957-08-15 | 1 | Non-Lead | 2 x 1" Copper water lines
1356 Sunset Rdg | Watertown | 13601 | No | Copper | No | Records | 1967-04-04 | 0.75 | Copper | Records | No | Single Family | Unknown | 1967-04-04 | 0.75 | Non-Lead
1357 Sunset Rdg | Watertown | 13601 | No | Copper | Unknown | Records | 1956-05-01 | 1 |  |  | No | Single Family | Unknown |  | 1 |  | Unknown inside Data
1371 Sunset Rdg | Watertown | 13601 | No | Copper | No | Records | 1956-04-25 | 1 |  |  | No | Single Family | Unknown |  | 1 |  | Unknown inside Data
1374 Sunset Rdg | Watertown | 13601 | No | Copper | No | Records | 1970-06-11 | 1 | Copper | Records | No | Single Family | Unknown | 1970-06-11 | 1 | Non-Lead
1385 Sunset Rdg | Watertown | 13601 | No | Copper | No | Records | 1956-06-09 | 0.75 | Copper | Records | No | Single Family | Unknown | 1963-05-29 | 0.75 | Non-Lead
1388 Sunset Rdg | Watertown | 13601 | No | Copper | No | Records | 1998-11-09 | 1 | Copper | Records | No | Single Family | Unknown | 1998-11-09 | 1 | Non-Lead
1409 Sunset Rdg | Watertown | 13601 | No | Copper | Unknown | Records | 1957-06-26 | 1 | Copper | Records | No | Single Family | Unknown | 1957-06-26 | 1 | Non-Lead
1410 Sunset Rdg | Watertown | 13601 | No | Copper | No | Records | 1967-08-03 | 0.75 | Copper | Records | No | Single Family | Unknown | 1967-08-03 | 0.75 | Non-Lead
1416 Sunset Rdg | Watertown | 13601 | No | Copper | No | Records | 2006-01-04 | 1 | Copper | Records | No | Single Family | Unknown | 2006-01-04 | 1 | Non-Lead
1417 Sunset Rdg | Watertown | 13601 | No | Copper | No | Records | 1957-11-13 | 1 | Copper | Records | No | Single Family | Unknown | 1957-11-13 | 1 | Non-Lead | Fed off of Holcomb St
1002 Superior St | Watertown | 13601 | No | Copper | Unknown | Records | 1962-06-06 | 0.75 | Copper | Records | No | Single Family | Unknown | 1962-06-06 | 0.75 | Non-Lead
1005 Superior St | Watertown | 13601 | No | Copper | Unknown | Records | 1948-05-13 | 0.75 | Copper | Records | No | Single Family | Unknown | 1948-05-13 | 0.75 | Non-Lead
1006 Superior St | Watertown | 13601 | No | Copper | Unknown | Records | 1948-04-14 | 0.75 | Copper | Records | No | Single Family | Unknown | 1948-04-14 | 0.75 | Non-Lead
1010 Superior St | Watertown | 13601 | No | Copper | Unknown | Records | 1934-06-05 | 0.75 | Copper | Records | No | Single Family | Unknown | 1934-06-05 | 0.75 | Non-Lead
1013 Superior St | Watertown | 13601 | No | Copper | Unknown | Records | 1958-05-07 | 0.75 | Copper | Records | No | Multi Family | Unknown | 1958-05-07 | 0.75 | Non-Lead
1013-1015 Superior St | Watertown | 13601 | No | Copper | Unknown | Records | 1958-05-07 | 0.75 | Copper | Records | No | Multi Family | Unknown | 1958-05-07 | 0.75 | Non-Lead
1014 Superior St | Watertown | 13601 | No | Copper | Unknown | Records | 1956-11-09 | 0.75 | Copper | Records | No | Multi Family | Unknown | 1956-11-09 | 0.75 | Non-Lead
1016 Superior St | Watertown | 13601 | Unknown | Copper | Unknown | Records | 1928-04-18 | 0.75 | Copper | Records | No | Single Family | Unknown | 1928-04-18 | 0.75 | Non-Lead
1019 Superior St | Watertown | 13601 | No | Copper | Unknown | Records | 1962-08-15 | 0.75 | Copper | Records | No | Multi Family | Unknown | 1962-08-15 | 0.75 | Non-Lead
1030 Superior St | Watertown | 13601 | No | Copper | No | Records | 2013-05-13 | 0.75 | Copper | Records | No | Single Family | Unknown | 2013-05-13 | 0.75 | Non-Lead
1131 Superior St | Watertown | 13601 | No | Copper | No | Records | 2007-06-29 | 0.75 | Copper | Records | No | Single Family | Unknown | 2007-06-29 | 0.75 | Non-Lead
1136 Superior St | Watertown | 13601 | No | Copper | No | Records | 1989-06-01 | 1 | Copper | Records | No | Single Family | Unknown | 1992-08-10 | 1 | Non-Lead
1139 Superior St | Watertown | 13601 | No | Copper | No | Records | 1989-06-01 | 1 | Copper | Records | No | Single Family | Unknown | 1992-08-10 | 1 | Non-Lead
1144 Superior St | Watertown | 13601 | No | Copper | No | Records | 1989-06-01 | 1 | Copper | Records | No | Single Family | Unknown | 2008-05-20 | 1 | Non-Lead
1145 Superior St | Watertown | 13601 | No | Copper | No | Records | 1990-06-01 | 1 | Copper | Records | No | Single Family | Unknown | 1992-05-11 | 1 | Non-Lead
1151 Superior St | Watertown | 13601 | No | Copper | No | Records | 1990-06-01 | 1 | Copper | Records | No | Single Family | Unknown | 1991-02-28 | 1 | Non-Lead
1152 Superior St | Watertown | 13601 | No | Copper | No | Records | 1990-06-01 | 1 | Copper | Records | No | Single Family | Unknown | 1991-02-28 | 1 | Non-Lead
1155 Superior St | Watertown | 13601 | No | Copper | No | Records | 1990-06-01 | 1 | Copper | Records | No | Single Family | Unknown | 1991-04-23 | 1 | Non-Lead
1158 Superior St | Watertown | 13601 | No | Copper | No | Records | 1990-06-01 | 1 | Copper | Records | No | Single Family | Unknown | 1990-05-22 | 1 | Non-Lead
1159 Superior St | Watertown | 13601 | No | Copper | No | Records | 1990-06-01 | 1 | Copper | Records | No | Single Family | Unknown | 1995-07-10 | 1 | Non-Lead
1164 Superior St | Watertown | 13601 | No | Copper | No | Records | 1990-06-01 | 1 | Copper | Records | No | Single Family | Unknown | 1990-05-22 | 1 | Non-Lead
1165 Superior St | Watertown | 13601 | No | Copper | No | Records | 1990-06-01 | 1 | Copper | Records | No | Single Family | Unknown | 1991-04-25 | 1 | Non-Lead
1170 Superior St | Watertown | 13601 | No | Copper | No | Records | 1990-06-01 | 1 | Copper | Records | No | Single Family | Unknown | 1990-05-22 | 1 | Non-Lead
1171 Superior St | Watertown | 13601 | No | Copper | No | Records | 1990-06-01 | 1 | Copper | Records | No | Single Family | Unknown | 1990-05-22 | 1 | Non-Lead
1176 Superior St | Watertown | 13601 | No | Copper | No | Records | 1990-06-01 | 1 | Copper | Records | No | Single Family | Unknown | 1991-02-28 | 1 | Non-Lead
1200 Superior St | Watertown | 13601 | No | Copper | No | Records | 1990-06-01 | 1 | Copper | Records | No | Single Family | Unknown | 1992-05-26 | 1 | Non-Lead
1201 Superior St | Watertown | 13601 | No | Copper | No | Records | 1990-06-01 | 1 | Copper | Records | No | Single Family | Unknown | 2001-05-09 | 1 | Non-Lead
1207 Superior St | Watertown | 13601 | No | Copper | No | Records | 1990-06-01 | 1 | Copper | Records | No | Single Family | Unknown | 2007-08-07 | 1 | Non-Lead
1213 Superior St | Watertown | 13601 | No | Copper | No | Records | 1990-06-01 | 1 | Copper | Records | No | Single Family | Unknown | 2002-06-03 | 1 | Non-Lead
717 Superior St | Watertown | 13601 | No | Copper | Unknown | Records | 1988-07-26 | 0.75 | Copper | Records | No | Single Family | Unknown | 1988-07-26 | 0.75 | Non-Lead
718 Superior St | Watertown | 13601 | No | Copper | Unknown | Records | 1939-06-28 | 0.75 | Unknown |  | No | Multi Family | Unknown |  | 0.75 | Unknown | Unknown inside Data
720-722 Superior St | Watertown | 13601 | No | Copper | Unknown | Records | 1985-02-14 | 0.75 | Copper | Records | No | Multi Family | Unknown | 1985-04-16 | 0.75 | Non-Lead
721 Superior St | Watertown | 13601 | No | Copper | Unknown | Records | 1934-02-27 | 0.75 |  |  | No | Single Family | Unknown |  | 0.75 |  | Unknown inside Data
723 Superior St | Watertown | 13601 | No | Copper | Yes | Records | 2011-12-10 | 0.75 | Galvanized | Field Insp | No | Single Family | Unknown | 1911-03-27 | 0.75 | GSLRR | Galvanized inside
728 Superior St | Watertown | 13601 | No | Copper | Unknown | Records | 1953-01-20 | 0.75 | Copper | Records | No | Multi Family | Unknown | 1953-01-20 | 0.75 | Non-Lead
729 Superior St | Watertown | 13601 | No | Copper | Unknown | Records | 1957-08-10 | 0.75 |  |  | No | Single Family | Unknown |  | 0.75 |  | Unknown inside Data
733 Superior St | Watertown | 13601 | No | Copper | Unknown | Records | 1935-05-15 | 0.75 |  |  | No | Single Family | Unknown |  | 0.75 |  | Unknown inside Data
802 Superior St | Watertown | 13601 | No | Copper | Unknown | Records | 1937-11-27 | 0.75 |  |  | No | Single Family | Unknown |  | 0.75 |  | Unknown inside Data
804 Superior St | Watertown | 13601 | No | Copper | Unknown | Records | 1952-09-22 | 0.75 | Copper | Records | No | Multi Family | Unknown | 1952-09-22 | 0.75 | Non-Lead
810 Superior St | Watertown | 13601 | No | Copper | Unknown | Records | 1979-03-20 | 0.75 | Copper | Records | No | Single Family | Unknown | 1987-04-13 | 0.75 | Non-Lead
816 Superior St | Watertown | 13601 | No | Copper | Unknown | Records | 1934-06-06 | 0.75 | Copper | Records | No | Single Family | Unknown | 1934-06-08 | 0.75 | Non-Lead
818 Superior St | Watertown | 13601 | No | Copper | Unknown | Records | 1953-09-10 | 0.75 | Unknown | Records | No | Single Family | Unknown | 1921-04-07 | 0.75 | Unknown | Unknown inside Data
824 Superior St | Watertown | 13601 | No | Copper | Unknown | Records | 1946-06-26 | 0.75 | Copper | Records | No | Single Family | Unknown | 1946-06-26 | 0.75 | Non-Lead
828 Superior St | Watertown | 13601 | No | Copper | Unknown | Records | 1946-03-12 | 0.75 | Copper | Records | No | Single Family | Unknown | 1946-03-12 | 0.75 | Non-Lead
829 Superior St | Watertown | 13601 | No | Copper | Unknown | Records | 1929-07-05 | 0.75 | Copper | Records | No | Single Family | Unknown | 1967-10-26 | 0.75 | Non-Lead
832 Superior St | Watertown | 13601 | No | Copper | Unknown | Records | 1934-03-26 | 0.75 |  |  | No | Single Family | Unknown |  | 0.75 |  | Unknown inside Data
840-842 Superior St | Watertown | 13601 | No | Copper | Unknown | Records | 1961-02-22 | 0.75 | Copper | Records | No | Multi Family | Unknown | 1961-02-22 | 0.75 | Non-Lead
841-843 Superior St | Watertown | 13601 | No |  | Unknown | Records | 1927-05-03 | 0.75 | Copper | Records | No | Multi Family | Unknown | 1927-05-07 | 0.75
845 Superior St | Watertown | 13601 | No | Copper | Unknown | Records | 1927-04-30 | 0.75 | Unknown |  | No | Single Family | Unknown |  | 0.75 | Unknown | Unknown inside Data
847 Superior St | Watertown | 13601 | No | Copper | Unknown | Records | 1926-10-29 | 0.75 |  |  | No | Single Family | Unknown |  | 0.75 |  | Unknown inside Data
850 Superior St | Watertown | 13601 | No | Copper | Unknown | Records | 1954-10-07 | 0.75 | Copper | Records | No | Single Family | Unknown | 1954-10-02 | 0.75 | Non-Lead
851 Superior St | Watertown | 13601 | No | Copper | Unknown | Records | 1928-06-11 | 0.75 | Copper | Records | No | Single Family | Unknown | 1928-06-22 | 0.75 | Non-Lead
854 Superior St | Watertown | 13601 | No | Copper | Unknown | Records | 1934-06-06 | 0.75 | Copper | Records | No | Single Family | Unknown | 1934-06-06 | 0.75 | Non-Lead
855 Superior St | Watertown | 13601 | No | Copper | Unknown | Records | 1993-10-14 | 1 | Copper | Records | No | Single Family | Unknown | 1993-10-12 | 1 | Non-Lead
857 Superior St | Watertown | 13601 | No | Copper | Unknown | Records | 1928-08-13 | 0.75 | Copper | Records | No | Single Family | Unknown | 1928-08-13 | 0.75 | Non-Lead
858 Superior St | Watertown | 13601 | No | Copper | Unknown | Records | 1945-07-25 | 0.75 | Copper | Records | No | Single Family | Unknown | 1945-07-25 | 0.75 | Non-Lead
901 Superior St | Watertown | 13601 | No | Copper | Unknown | Records | 1957-07-08 | 0.75 | Copper | Records | No | Single Family | Unknown | 1957-07-08 | 0.75 | Non-Lead
902 Superior St | Watertown | 13601 | No | Copper | Unknown | Records | 1950-01-09 | 0.75 | Copper | Records | No | Single Family | Unknown | 1950-01-09 | 0.75 | Non-Lead
904 Superior St | Watertown | 13601 | No | Copper | Unknown | Records | 1936-06-11 | 0.75 | Copper | Records | No | Single Family | Unknown | 1957-09-25 | 0.75 | Non-Lead
905-907 (Demolished) Superior St | Watertown | 13601 | No | Copper | Unknown | Records | 1928-07-28 | 0.75 | [8 empty] | Demolished, 3/4 Copper Hot main to C/S
908 Superior St | Watertown | 13601 | No | Copper | Unknown | Records | 1947-05-08 | 0.75 | Copper | Records | No | Single Family | Unknown | 1947-05-08 | 0.75 | Non-Lead
909 Superior St | Watertown | 13601 | No | Copper | Unknown | Records | 1928-03-27 | 0.75 | Copper | Records | No | Single Family | Unknown | 1928-03-26 | 0.75 | Non-Lead
912 Superior St | Watertown | 13601 | No | Copper | Unknown | Records | 1927-11-10 | 0.75 | Copper | Records | No | Multi Family | Unknown | 1927-11-10 | 0.75 | Non-Lead
913-915 (Vacant Lot) Superior St | Watertown | 13601 | No | Copper | Unknown | Records | 1966-01-05 | 0.75 | [8 empty] | Demolished, 3/4" Copper Hot main to C/S
916 Superior St | Watertown | 13601 | No | Copper | Unknown | Records | 1936-06-10 | 0.75 | Copper | Records | No | Single Family | Unknown | 1936-06-10 | 0.75 | Non-Lead
917 Superior St | Watertown | 13601 | No | Copper | Unknown | Records | 1939-09-29 | 0.75 | Copper | Records | No | Single Family | Unknown | 1939-09-29 | 0.75 | Non-Lead
924 Superior St | Watertown | 13601 | No | Copper | Unknown | Records | 1927-08-16 | 0.75 | Copper | Records | No | Single Family | Unknown | 1983-03-28 | 0.75 | Non-Lead
927 Superior St | Watertown | 13601 | No | Copper | Unknown | Records | 1934-05-01 | 0.75 | Copper | Records | No | Single Family | Unknown | 1934-05-01 | 0.75 | Non-Lead
928 Superior St | Watertown | 13601 | No | Copper | Unknown | Records | 1964-10-23 | 0.75 | Copper | Records | No | Single Family | Unknown | 1964-10-23 | 0.75 | Non-Lead
933 Superior St | Watertown | 13601 | No | Copper | Unknown | Records | 1949-12-14 | 0.75 | Copper | Records | No | Single Family | Unknown | 1950-10-19 | 0.75 | Non-Lead
936 Superior St | Watertown | 13601 | No | Copper | Unknown | Records | 1977-05-24 | 0.75 | Copper | Records | No | Single Family | Unknown | 1973-05-04 | 0.75 | Non-Lead
937 Superior St | Watertown | 13601 | No | Copper | Unknown | Records | 1948-11-08 | 0.75 | Copper | Records | No | Single Family | Unknown | 1948-11-08 | 0.75 | Non-Lead
942 Superior St | Watertown | 13601 | No | Copper | Unknown | Records | 1934-05-31 | 0.75 | Copper | Records | No | Single Family | Unknown | 1934-06-18 | 0.75 | Non-Lead
943 Superior St | Watertown | 13601 | No | Copper | Unknown | Records | 1954-09-24 | 0.75 | Copper | Records | No | Single Family | Unknown | 1954-09-24 | 0.75 | Non-Lead
11 & 12 (For Gardens) Swan St | Watertown | 13601 | No | Copper | Unknown | Records | 1947-06-05 | 1 | [8 empty] | Unknown Address Location, Unknown Data
616 (Meter Pit) Swan St | Watertown | 13601 | No | Copper | No | Records | 1946-05-20 | 0.75 | Copper | Records | No | Business | Unknown | 1946-05-20 | 0.75 | Non-Lead
623 Swan St | Watertown | 13601 | No | Copper | No | Records | 1996-08-15 | 0.75 | Copper | Records | No | Single Family | Unknown | 1996-08-15 | 0.75 | Non-Lead
624 Swan St | Watertown | 13601 | No | Copper | No | Records | 1946-05-02 | 0.75 | Copper | Records | No | Single Family | Unknown | 1946-05-02 | 0.75 | Non-Lead
633 (Rear Lot Breen Ave) Swan St | Watertown | 13601 | No | Copper | No | Records | 1968-05-15 | 0.75 | Copper | Records | No | Business | Unknown | 1946-05-20 | 1 | Non-Lead
633 Swan St | Watertown | 13601 | No | Copper | Unknown | Records | 1946-04-29 | 1 | Copper | Records | No | Business | Unknown | 1967-07-17 | 1 | Non-Lead
1104 Temple St | Watertown | 13601 | No | Copper | No | Records | 1968-04-01 | 1 | Copper | Records | No | Single Family | Unknown | 1968-04-01 | 1 | Non-Lead
1114 (No Such Address) Temple St | Watertown | 13601 | No | Copper | No | Records | 1957-10-21 | 0.75 | Copper | Records | No | Single Family | Unknown | 1957-10-21 | 0.75 | Non-Lead | Wrong Address is 1116 Temple St
1117 Temple St | Watertown | 13601 | No | Copper | No | Records | 1954-10-18 | 0.75 | Copper | Records | No | Single Family | Unknown | 1954-10-18 | 0.75 | Non-Lead
1120 Temple St | Watertown | 13601 | No | Copper | No | Records | 1955-06-20 | 0.75 | Copper | Records | No | Single Family | Unknown | 1955-06-20 | 0.75 | Non-Lead
1125 Temple St | Watertown | 13601 | No | Copper | No | Records | 1954-11-15 | 0.75 | Copper | Records | No | Single Family | Unknown | 1954-11-15 | 0.75 | Non-Lead
1143 Temple St | Watertown | 13601 | No | Copper | Unknown | Records | 1954-08-23 | 0.75 | Copper | Records | No | Single Family | Unknown | 1954-08-23 | 0.75 | Non-Lead
1149 Temple St | Watertown | 13601 | No | Copper | No | Records | 1955-11-07 | 0.75 | Copper | Records | No | Single Family | Unknown | 1955-11-07 | 0.75 | Non-Lead
1155 Temple St | Watertown | 13601 | No | Copper | No | Records | 1954-06-01 | 0.75 | Copper | Records | No | Single Family | Unknown | 1954-06-01 | 0.75 | Non-Lead
355 (Believe This Is 1163) Temple St | Watertown | 13601 | No | Copper | No | Records | 1953-11-27 | 0.75 | Copper | Records | No | Single Family | Unknown | 1953-11-27 | 0.75 | Non-Lead
109 Ten Eyck St | Watertown | 13601 | No | Copper | Unknown | Records | 2008-08-08 | 1 | Copper | Records | No | Multi Family | Unknown | 1994-06-17 | 1 | Non-Lead
113 Ten Eyck St | Watertown | 13601 | No | Copper | Unknown | Records | 2008-08-08 | 1 | Copper | Records | No | Single Family | Unknown | 1934-05-11 | 0.75 | Non-Lead
114 Ten Eyck St | Watertown | 13601 | No | Copper | Unknown | Records | 2008-08-08 | 1 | Copper | Records | No | Single Family | Unknown | 1946-04-01 | 0.75 | Non-Lead
118 Ten Eyck St | Watertown | 13601 | No | Copper | Unknown | Records | 2008-08-08 | 1 | Copper | Records | No | Single Family | Unknown | 1946-04-01 | 0.75 | Non-Lead
119 Ten Eyck St | Watertown | 13601 | No | Copper | Unknown | Records | 2008-08-08 | 1 | Galvanized | Records | No | Multi Family | Unknown | 1896-04-17 | 1 | GSLRR | 18' of 1" Copper inside curb stop hooked ti 11\4 Galvanized
122 (No Ties-Location New House 2010) Ten Eyck St | Watertown | 13601 | No | Copper | No | Records | 2008-08-01 | 1 | Copper | Records | No | Single Family | Unknown | 2010-06-01 | 1 | Non-Lead
127 Ten Eyck St | Watertown | 13601 | No | Copper | Unknown | Records | 2008-08-08 | 1 | Galvanized | Field Insp | No | Single Family | Unknown |  | 1 | GSLRR | Unknown inside Data
128 Ten Eyck St | Watertown | 13601 | No | Copper | Unknown | Records | 2008-09-03 | 1 | Copper | Records | No | Other | Unknown | 1959-05-01 | 1 | Non-Lead
133 Ten Eyck St | Watertown | 13601 | No | Copper | Unknown | Records | 2008-09-03 | 1 | Copper | Records | No | Single Family | Unknown | 2008-09-25 | 1 | Non-Lead
134 Ten Eyck St | Watertown | 13601 | No | Copper | Unknown | Records | 2008-08-08 | 1 | Copper | Records | No | Single Family | Unknown | 1953-10-07 | 0.75 | Non-Lead
140 Ten Eyck St | Watertown | 13601 | No | Copper | Unknown | Records | 2008-08-08 | 1 | Copper | Records | No | Single Family | Unknown | 1941-05-19 | 1 | Non-Lead
141 Ten Eyck St | Watertown | 13601 | No | Copper | Unknown | Records | 2008-08-08 | 1 | Copper | Records | No | Single Family | Unknown | 2005-10-31 | 1 | Non-Lead
146 Ten Eyck St | Watertown | 13601 | No | Copper | Unknown | Records | 2008-08-08 | 1 | Galvanized | Field Insp | No | Multi Family | Unknown | 1907-07-18 | 1 | GSLRR | Unknown inside Data, Galvanized
151 Ten Eyck St | Watertown | 13601 | No | Copper | Unknown | Records | 2008-08-29 | 1 | Copper | Records | No | Single Family | Unknown | 1966-10-11 | 1.5 | Non-Lead | 1 1/4 " Copper inside
154 Ten Eyck St | Watertown | 13601 | No | Copper | Unknown | Records | 2008-08-28 | 1 | Copper | Records | No | Single Family | Unknown | 1966-11-14 | 1 | Non-Lead
159 Ten Eyck St | Watertown | 13601 | No | Copper | Unknown | Records | 2008-08-29 | 1 | Copper | Records | No | Single Family | Unknown | 1972-04-18 | 0.75 | Non-Lead
160 Ten Eyck St | Watertown | 13601 | No | Copper | Unknown | Records | 2008-08-28 | 1 |  |  | No | Single Family | Unknown |  | 1 |  | Unknown inside Data
166 Ten Eyck St | Watertown | 13601 | No | Copper | Unknown | Records | 2008-08-08 | 1 | Galvanized |  | No | Single Family | Unknown |  | 1 | GSLRR | Unknown inside Data, Galvanized
167 Ten Eyck St | Watertown | 13601 | No | Copper | Unknown | Records | 2008-08-08 | 1 | Copper | Records | No | Multi Family | Unknown | 1990-03-17 | 1 | Non-Lead
172 Ten Eyck St | Watertown | 13601 | No | Copper | Unknown | Records | 2008-08-08 | 1 | Copper | Records | No | Multi Family | Unknown | 1932-01-08 | 1 | Non-Lead
173 Ten Eyck St | Watertown | 13601 | No | Copper | Unknown | Records | 2008-08-29 | 1 | Copper | Records | No | Single Family | Unknown | 1970-09-18 | 1 | Non-Lead
204 Ten Eyck St | Watertown | 13601 | No | Copper | Unknown | Records | 2008-08-08 | 1 | Galvanized |  | No | Single Family | Unknown |  | 1 | GSLRR | Unknown inside Data, Galvanized
205 Rear Ten Eyck St | Watertown | 13601 | No | Copper | Unknown | Records | 2005-08-22 | 1 | Copper | Records | No | Multi Family | Unknown | 1948-04-02 | 1 | Non-Lead | Rear Fed from 205
205 Ten Eyck St | Watertown | 13601 | No | Copper | Unknown | Records | 2008-08-22 | 1 | Copper | Records | No | Single Family | Unknown | 1948-04-02 | 1 | Non-Lead
215 Ten Eyck St | Watertown | 13601 | No | Copper | Unknown | Records | 2008-08-22 | 1 | Copper | Records | No | Single Family | Unknown | 1941-08-16 | 1 | Non-Lead
218 Ten Eyck St | Watertown | 13601 | No | Copper | Unknown | Records | 2008-08-28 | 1 | Copper | Records | No | Other | Unknown | 1935-09-06 | 1 | Non-Lead | 204 Garage
220-222 Ten Eyck St | Watertown | 13601 | No | Copper | Unknown | Records | 2008-08-28 | 1 | Copper | Records | No | Multi Family | Unknown | 1927-04-21 | 1 | Non-Lead
221 Ten Eyck St | Watertown | 13601 | No | Copper | Unknown | Records | 2008-08-28 | 1 | Copper | Records | No | Single Family | Unknown | 1970-10-19 | 1 | Non-Lead
227 Ten Eyck St | Watertown | 13601 | No | Copper | Unknown | Records | 2008-08-28 | 1 | Copper | Records | No | Single Family | Unknown | 1964-06-13 | 0.75 | Non-Lead
228 Ten Eyck St | Watertown | 13601 | No | Copper | Unknown | Records | 2008-08-28 | 1 | Galvanized | Field Insp | No | Single Family | Unknown |  | 1 | GSLRR | Unknown inside Data, Galvanized
234 Ten Eyck St | Watertown | 13601 | No | Copper | Unknown | Records | 2008-08-28 | 1 | Galvanized | Records | No | Single Family | Unknown |  | 0.75 | GSLRR | Unknown inside Data, Galvanized
235 Ten Eyck St | Watertown | 13601 | No | Copper | Unknown | Records | 2008-08-19 | 1 | Copper | Records | No | Single Family | Unknown | 1985-01-31 | 1 | Non-Lead
239 Ten Eyck St | Watertown | 13601 | No | Copper | Unknown | Records | 2008-08-19 | 1 | Galvanized |  | No | Multi Family | Unknown | 1923-08-24 | 1 | GSLRR | Unknown inside Data
240 Ten Eyck St | Watertown | 13601 | No | Copper | Unknown | Records | 2008-08-28 | 1 | Copper | Records | No | Single Family | Unknown | 1931-08-08 | 1 | Non-Lead
241 Ten Eyck St | Watertown | 13601 | No | Copper | Unknown | Records | 2008-08-19 | 1 | Galvanized | Records | No | Multi Family | Unknown | 1923-08-24 | 1 | GSLRR | Unknown inside Data, Galvanized
247 Ten Eyck St | Watertown | 13601 | No | Copper | Unknown | Records | 2008-08-28 | 1 | Galvanized | Records | No | Multi Family | Unknown |  | 1 | GSLRR | Unknown inside Data, Galvanized
248 Ten Eyck St | Watertown | 13601 | No | Copper | Unknown | Records | 2008-08-28 | 1 | Copper | Records | No | Single Family | Unknown | 1956-04-09 | 0.75 | Non-Lead
252 Ten Eyck St | Watertown | 13601 | No | Copper | Unknown | Records | 2008-08-18 | 1 | Copper | Records | No | Single Family | Unknown | 1950-05-15 | 0.75 | Non-Lead
255 Ten Eyck St | Watertown | 13601 | No | Copper | Unknown | Records | 2008-08-20 | 1 | Copper | Records | No | Multi Family | Unknown | 1941-10-24 | 1 | Non-Lead
258 Ten Eyck St | Watertown | 13601 | No | Copper | Unknown | Records | 2008-08-28 | 1 | Copper | Records | No | Single Family | Unknown | 1989-03-20 | 1 | Non-Lead
261 Ten Eyck St | Watertown | 13601 | No | Copper | Unknown | Records | 2008-08-20 | 1 | Copper | Records | No | Multi Family | Unknown | 1935-06-27 | 1 | Non-Lead
262 Ten Eyck St | Watertown | 13601 | No | Copper | Unknown | Records | 2008-08-20 | 1 | Copper | Records | No | Single Family | Unknown | 1929-04-17 | 0.75 | Non-Lead
267 Ten Eyck St | Watertown | 13601 | No | Copper | Unknown | Records | 2008-08-19 | 1 | Copper | Records | No | Multi Family | Unknown | 1949-12-27 | 1 | Non-Lead
268 Ten Eyck St | Watertown | 13601 | No | Copper | Unknown | Records | 2008-08-18 | 1 | Galvanized |  | No | Single Family | Unknown |  | 1 | GSLRR | Unknown inside Data, Galvanized
271-273-275-277 Ten Eyck St | Watertown | 13601 | No | Copper | Unknown | Records | 2008-08-19 | 1 | Copper | Records | No | Multi Family | Unknown | 1964-11-27 | 0.75 | Non-Lead
274 Ten Eyck St | Watertown | 13601 | No | Copper | Unknown | Records | 1949-07-15 | 1 | Copper | Records | No | Single Family | Unknown | 1949-07-15 | 1 | Non-Lead | Fed off of Holcomb St
302 Ten Eyck St | Watertown | 13601 | No | Copper | Unknown | Records | 2008-09-01 | 1 | Copper | Records | No | Multi Family | Unknown | 1935-09-10 | 1 | Non-Lead
303 Ten Eyck St | Watertown | 13601 | No | [7 empty] | Unknown | Multi Family | Unknown |  |  |  | Unknown inside and City side Data, Fed off of Holcomb St
309 Ten Eyck St | Watertown | 13601 | No | Copper | Unknown | Records | 2008-09-01 | 1 | Copper | Records | No | Single Family | Unknown | 2003-06-12 | 0.75 | Non-Lead
310 Ten Eyck St | Watertown | 13601 | No | Copper | Unknown | Records | 2008-09-01 | 1 | Copper | Records | No | Single Family | Unknown | 1931-07-24 | 0.75 | Non-Lead
313 Ten Eyck St | Watertown | 13601 | No | Copper | Unknown | Records | 2008-09-01 | 1 | Copper |  | No | Single Family | Unknown |  | 0.75 | Non-Lead | Unknown inside Data
314 Ten Eyck St | Watertown | 13601 | No | Copper | Unknown | Records | 2008-09-01 | 1 | Copper | Records | No | Single Family | Unknown | 1931-10-19 | 1 | Non-Lead
317 Ten Eyck St | Watertown | 13601 | No | Copper | Unknown | Records | 2008-09-01 | 1 | Unknown |  | No | Multi Family | Unknown |  | 0.75 | Unknown | Unknown inside Data
321 Ten Eyck St | Watertown | 13601 | No | Copper | Unknown | Records | 2008-09-01 | 1 | Copper | Records | No | Single Family | Unknown | 1962-06-11 | 0.75 | Non-Lead
322 Ten Eyck St | Watertown | 13601 | No | Copper | Unknown | Records | 2008-09-01 | 1 | Copper | Records | No | Single Family | Unknown | 1950-08-07 | 0.75 | Non-Lead
326-328 Ten Eyck St | Watertown | 13601 | No | Copper | No | Records | 2008-09-01 | 1 | [8 empty] | 1" Copper stubbed for future use
327 Ten Eyck St | Watertown | 13601 | No | Copper | Unknown | Records | 2008-09-01 | 1 | Copper | Records | No | Single Family | Unknown | 1973-08-02 | 0.75 | Non-Lead
331 Ten Eyck St | Watertown | 13601 | No | Copper | Unknown | Records | 2008-09-01 | 1 | Galvanized |  | No | Single Family | Unknown |  | 1 | GSLRR | Unknown inside Data
335 Ten Eyck St | Watertown | 13601 | No | Copper | Unknown | Records | 2008-09-01 | 1 | Copper |  | No | Single Family | Unknown |  | 0.75 | Non-Lead | Unknown inside Data
340 Ten Eyck St | Watertown | 13601 | No | Copper | Unknown | Records | 2008-09-01 | 1 | Copper | Records | No | Multi Family | Unknown | 1933-04-20 | 0.75 | Non-Lead
Vacant Lot (Use To Be 326-328) Ten Eyck St | Watertown | 13601 | No | Copper | No | Records | 2008-09-01 | 1 | [8 empty] | 1" Copper Hot main to C/S for future use
411 Ten Eyck St W | Watertown | 13601 | No | Copper | Unknown | Records | 1990-07-30 | 1 | Copper | Records | No | Single Family | Unknown | 1999-05-21 | 0.75 | Non-Lead
412 Ten Eyck St W | Watertown | 13601 | No | Copper | Unknown | Records | 1990-07-30 | 1 | Copper | Records | No | Single Family | Unknown | 1961-10-30 | 0.75 | Non-Lead
417 Ten Eyck St W | Watertown | 13601 | No | Copper | Unknown | Records | 1990-07-31 | 1 | Copper | Records | No | Single Family | Unknown | 1963-09-03 | 0.75 | Non-Lead
418 Ten Eyck St W | Watertown | 13601 | No | Copper | Unknown | Records | 1990-07-30 | 1 | Copper | Records | No | Single Family | Unknown | 2018-12-07 | 1 | Non-Lead
419 Ten Eyck St W | Watertown | 13601 | No | Copper | Unknown | Records | 1990-07-30 | 1 |  |  | No | Single Family | Unknown |  | 0.75 |  | Unknown inside Data
421 Ten Eyck St W | Watertown | 13601 | No | Copper | Unknown | Records | 1990-07-30 | 1 | Copper | Records | No | Single Family | Unknown | 1984-03-30 | 0.75 | Non-Lead
422 Ten Eyck St W | Watertown | 13601 | No | Copper | Unknown | Records | 1990-07-30 | 1 | Copper | Records | No | Single Family | Unknown | 1948-10-04 | 0.75 | Non-Lead
424-426 Ten Eyck St W | Watertown | 13601 | No | Copper | Unknown | Records | 1990-07-30 | 1 | Galvanized | Records | No | Multi Family | Unknown | 1923-07-19 | 0.75 | GSLRR
430 Ten Eyck St W | Watertown | 13601 | No | Copper | Unknown | Records | 1990-07-30 | 1 | Copper | Records | No | Single Family | Unknown | 1981-02-24 | 0.75 | Non-Lead
432 Ten Eyck St W | Watertown | 13601 | No | Copper | Unknown | Records | 1990-07-30 | 1 | Copper | Records | No | Multi Family | Unknown | 1953-09-15 | 0.75 | Non-Lead
433 Ten Eyck St W | Watertown | 13601 | No | Copper | Yes | Records | 1990-07-30 | 1 | Copper | Records | No | Single Family | Unknown | 1987-04-06 | 0.75 | Non-Lead
434-436 Ten Eyck St W | Watertown | 13601 | No | Copper | Unknown | Records | 1990-07-30 | 1 | Copper | Records | No | Multi Family | Unknown | 2019-11-26 | 0.75 | Non-Lead
435 Ten Eyck St W | Watertown | 13601 | No | Copper | Unknown | Records | 1990-07-30 | 1 | Copper |  | No | Single Family | Unknown |  | 0.75 | Non-Lead | Unknown inside Data
439 Ten Eyck St W | Watertown | 13601 | No | Copper | Unknown | Records | 1990-07-30 | 1 | Copper | Records | No | Single Family | Unknown | 1955-09-15 | 0.75 | Non-Lead
440 Ten Eyck St W | Watertown | 13601 | No | Copper | Unknown | Records | 1990-07-30 | 1 |  |  | No | Single Family | Unknown |  | 0.75 |  | Unknown inside Data
443 Ten Eyck St W | Watertown | 13601 | No | Copper | Unknown | Records | 1990-07-30 | 1 | Copper | Records | No | Single Family | Unknown | 1990-07-30 | 1 | Non-Lead
447 Ten Eyck St W | Watertown | 13601 | No | Copper | Unknown | Records | 1990-07-30 | 1 | Copper | Records | No | Multi Family | Unknown | 1932-04-20 | 0.75 | Non-Lead
451 Ten Eyck St W | Watertown | 13601 | No | Copper | Unknown | Records | 1990-07-30 | 1 | Copper | Records | No | Single Family | Unknown | 1929-10-28 | 0.75 | Non-Lead
103 Thompson Blvd | Watertown | 13601 | No | Copper | Unknown | Records | 1962-08-31 | 0.75 | Copper | Records | No | Single Family | Unknown | 1962-08-31 | 0.75 | Non-Lead
116 Thompson Blvd | Watertown | 13601 | No | Copper | Unknown | Records | 1964-08-18 | 0.75 | Copper | Records | No | Single Family | Unknown | 1964-08-18 | 0.75 | Non-Lead
119 Thompson Blvd | Watertown | 13601 | No | Copper | Unknown | Records | 1965-11-15 | 0.75 | Copper | Records | No | Single Family | Unknown | 1965-11-15 | 0.75 | Non-Lead
120 Thompson Blvd | Watertown | 13601 | No | Copper | Yes | Records | 2013-03-13 | 0.75 | Galvanized | Records | No | Single Family | Unknown | 1924-09-23 | 0.75 | GSLRR | Galvanized inside
123 Thompson Blvd | Watertown | 13601 | No | Copper | No | Records | 1937-08-18 | 0.75 | Unknown |  | No | Single Family | Unknown |  | 0.75 | Unknown | Unknown inside Data
126 Thompson Blvd | Watertown | 13601 | No | Copper | Unknown | Records | 1989-04-20 | 1 | Copper | Records | No | Single Family | Unknown | 1989-04-20 | 1 | Non-Lead
130 Thompson Blvd | Watertown | 13601 | No | Copper | No | Records | 1928-08-29 | 0.75 | Copper | Records | No | Single Family | Unknown | 1930-05-10 | 0.75 | Non-Lead
133 Thompson Blvd | Watertown | 13601 | No | Copper | No | Records | 1929-10-08 | 0.75 | Copper | Records | No | Single Family | Unknown | 1929-10-08 | 0.75 | Non-Lead
140 Thompson Blvd | Watertown | 13601 | No | Copper | No | Records | 1950-09-21 | 0.75 | Copper | Records | No | Single Family | Unknown | 1950-09-20 | 0.75 | Non-Lead
143 Thompson Blvd | Watertown | 13601 | No | Copper | Unknown | Records | 1929-04-23 | 0.75 | Copper | Records | No | Single Family | Unknown | 1964-08-24 | 0.75 | Non-Lead
147 Thompson Blvd | Watertown | 13601 | No | Copper | Unknown | Records | 1935-06-01 | 0.75 | Copper | Records | No | Single Family | Unknown | 2011-08-01 | 0.75 | Non-Lead
150 Thompson Blvd | Watertown | 13601 | No | Copper | Unknown | Records | 1929-10-29 | 0.75 | Copper | Records | No | Single Family | Unknown | 1929-11-14 | 0.75 | Non-Lead
153 Thompson Blvd | Watertown | 13601 | No | Copper | No | Records | 1929-07-30 | 0.75 | Copper | Records | No | Single Family | Unknown | 1992-11-22 | 0.75 | Non-Lead
154 Thompson Blvd | Watertown | 13601 | No | Copper | Unknown | Records | 1930-08-29 | 0.75 | Copper | Records | No | Single Family | Unknown | 2010-07-26 | 0.75 | Non-Lead
157 Thompson Blvd | Watertown | 13601 | No | Copper | Unknown | Records | 1929-07-30 | 0.75 | Copper | Records | No | Single Family | Unknown | 1957-06-05 | 0.75 | Non-Lead
158 Thompson Blvd | Watertown | 13601 | No | Copper | Unknown | Records | 1953-10-25 | 0.75 | Copper | Records | No | Single Family | Unknown | 1953-10-28 | 0.75 | Non-Lead
161 Thompson Blvd | Watertown | 13601 | No | Copper | Unknown | Records | 1930-10-09 | 0.75 | Copper | Records | No | Single Family | Unknown | 1930-10-09 | 0.75 | Non-Lead
162 Thompson Blvd | Watertown | 13601 | No | Copper | No | Records | 1931-11-23 | 0.75 | Copper | Records | No | Single Family | Unknown | 1931-11-23 | 0.75 | Non-Lead
167 Thompson Blvd | Watertown | 13601 | No | Copper | No | Records | 1954-05-17 | 0.75 | Copper | Records | No | Single Family | Unknown | 1954-05-17 | 0.75 | Non-Lead
168 Thompson Blvd | Watertown | 13601 | No | Copper | Unknown | Records | 1932-04-21 | 0.75 | Copper | Records | No | Single Family | Unknown | 1932-04-21 | 0.75 | Non-Lead
172 Thompson Blvd | Watertown | 13601 | No | Copper | Unknown | Records | 1932-10-19 | 0.75 | Copper | Records | No | Single Family | Unknown | 1932-10-31 | 0.75 | Non-Lead
175 Thompson Blvd | Watertown | 13601 | No | Copper | No | Records | 1937-12-28 | 0.75 | Copper | Records | No | Single Family | Unknown | 1937-12-28 | 0.75 | Non-Lead
178 Thompson Blvd | Watertown | 13601 | Unknown | Unknown | Unknown | Records | 1926-09-20 | 1 | Copper | Records | No | Single Family | Unknown | 1949-11-14 | 1 | Unknown
179 Thompson Blvd | Watertown | 13601 | No | Copper | Unknown | Records | 1937-08-20 | 0.75 | Copper | Records | No | Single Family | Unknown | 1937-08-20 | 0.75 | Non-Lead
182 Thompson Blvd | Watertown | 13601 | No | Copper | Unknown | Records | 1926-09-18 | 1 |  |  | No | Single Family | Unknown |  | 1 |  | Unknown inside Data
186 Thompson Blvd | Watertown | 13601 | No | Copper | No | Records | 1955-05-17 | 0.75 | Copper | Records | No | Single Family | Unknown | 1955-05-17 | 0.75 | Non-Lead
190 Thompson Blvd | Watertown | 13601 | No | Copper | Unknown | Records | 1926-09-20 | 1 | Copper | Records | No | Single Family | Unknown | 1934-07-23 | 1 | Non-Lead
191 Thompson Blvd | Watertown | 13601 | No | Copper | No | Records | 1937-05-03 | 0.75 | Copper | Records | No | Single Family | Unknown | 1937-05-03 | 0.75 | Non-Lead
194 Thompson Blvd | Watertown | 13601 | No | Copper | No | Records | 1932-08-06 | 0.75 | Copper | Records | No | Single Family | Unknown | 1932-08-06 | 0.75 | Non-Lead
195 Thompson Blvd | Watertown | 13601 | No | Copper | No | Records | 1930-05-08 | 0.75 |  |  | No | Single Family | Unknown |  | 0.75 |  | Unknown inside Data
202 Thompson Blvd | Watertown | 13601 | No | Copper | Yes | Records | 1992-04-13 | 0.75 | Copper | Records | No | Single Family | Unknown | 1931-11-27 | 0.75 | Non-Lead
205 Thompson Blvd | Watertown | 13601 | No | Copper | No | Records | 1929-10-14 | 0.75 | Copper | Records | No | Single Family | Unknown | 1929-10-14 | 0.75 | Non-Lead
209 Thompson Blvd | Watertown | 13601 | No | Copper | No | Records | 1929-10-14 | 0.75 | Copper | Records | No | Single Family | Unknown | 1929-10-14 | 0.75 | Non-Lead
212 Thompson Blvd | Watertown | 13601 | No | Copper | No | Records | 1939-11-18 | 0.75 |  |  | No | Single Family | Unknown |  | 0.75 |  | Unknown inside Data
215 Thompson Blvd | Watertown | 13601 | No | Copper | Unknown | Records | 1941-07-14 | 0.75 | Copper | Records | No | Single Family | Unknown | 1941-07-14 | 0.75 | Non-Lead
218 Thompson Blvd | Watertown | 13601 | No | Copper | No | Records | 1933-06-24 | 0.75 | Copper | Records | No | Single Family | Unknown | 1933-06-24 | 0.75 | Non-Lead
221 Thompson Blvd | Watertown | 13601 | No | Copper | No | Records | 1938-11-21 | 0.75 |  |  | No | Single Family | Unknown |  | 0.75 |  | Unknown inside Data
222 Thompson Blvd | Watertown | 13601 | No | Copper | No | Records | 1937-03-01 | 0.75 | Copper | Records | No | Single Family | Unknown | 1937-03-01 | 0.75 | Non-Lead
226 Thompson Blvd | Watertown | 13601 | No | Copper | No | Records | 1937-08-16 | 0.75 | Copper | Records | No | Single Family | Unknown | 1937-08-16 | 0.75 | Non-Lead
227 Thompson Blvd | Watertown | 13601 | No | Copper | No | Records | 1937-04-06 | 0.75 | Copper | Records | No | Single Family | Unknown | 1937-04-06 | 0.75 | Non-Lead
231 Thompson Blvd | Watertown | 13601 | No | Copper | No | Records | 1951-05-08 | 0.75 | Copper | Records | No | Single Family | Unknown | 1951-05-08 | 0.75 | Non-Lead
236 Thompson Blvd | Watertown | 13601 | No | Copper | No | Records | 1936-11-20 | 0.75 | Copper | Records | No | Single Family | Unknown | 1936-11-20 | 0.75 | Non-Lead
237 Thompson Blvd | Watertown | 13601 | No | Copper | No | Records | 1948-08-06 | 0.75 | Copper | Records | No | Single Family | Unknown | 1948-08-06 | 0.75 | Non-Lead
240 Thompson Blvd | Watertown | 13601 | No | Copper | No | Records | 1936-11-12 | 0.75 | Copper | Records | No | Single Family | Unknown | 1936-11-12 | 0.75 | Non-Lead
241 Thompson Blvd | Watertown | 13601 | No | Copper | No | Records | 1937-12-10 | 0.75 | Copper | Records | No | Single Family | Unknown | 1937-12-10 | 0.75 | Non-Lead
242 Thompson Blvd | Watertown | 13601 | No | Copper | Unknown | Records | 1947-05-26 | 0.75 | Copper | Records | No | Single Family | Unknown | 1947-05-26 | 0.75 | Non-Lead
245 Thompson Blvd | Watertown | 13601 | No | Copper | No | Records | 1951-07-23 | 0.75 | Copper | Records | No | Single Family | Unknown | 1951-07-23 | 0.75 | Non-Lead
250 Thompson Blvd | Watertown | 13601 | No | Copper | No | Records | 1947-06-19 | 0.75 | Copper | Records | No | Single Family | Unknown | 1947-06-19 | 0.75 | Non-Lead
251 Thompson Blvd | Watertown | 13601 | No | Copper | No | Records | 1938-09-17 | 0.75 |  |  | No | Single Family | Unknown |  | 0.75 |  | Unknown inside Data
252 Thompson Blvd | Watertown | 13601 | No | Copper | No | Records | 1957-03-26 | 0.75 | Copper | Records | No | Single Family | Unknown | 1957-03-26 | 0.75 | Non-Lead
253 Thompson Blvd | Watertown | 13601 | No | Copper | No | Records | 1952-04-29 | 0.75 | Copper | Records | No | Single Family | Unknown | 1952-04-29 | 0.75 | Non-Lead
254 Thompson Blvd | Watertown | 13601 | No | Copper | No | Records | 1956-06-11 | 0.75 | Copper | Records | No | Single Family | Unknown | 1956-06-11 | 0.75 | Non-Lead
257 Thompson Blvd | Watertown | 13601 | No | Copper | No | Records | 1948-10-20 | 0.75 | Copper | Records | No | Single Family | Unknown | 1948-10-20 | 0.75 | Non-Lead
258 Thompson Blvd | Watertown | 13601 | No | Copper | No | Records | 1941-09-23 | 0.75 |  |  | No | Single Family | Unknown |  | 0.75 |  | Unknown inside Data
259 Thompson Blvd | Watertown | 13601 | No | Copper | No | Records | 1941-10-13 | 0.75 | Copper | Records | No | Single Family | Unknown | 1941-10-13 | 0.75 | Non-Lead
263 Thompson Blvd | Watertown | 13601 | No | Copper | No | Records | 1948-10-11 | 0.75 | Copper | Records | No | Single Family | Unknown | 1948-10-11 | 0.75 | Non-Lead
269 Thompson Blvd | Watertown | 13601 | No | [8 empty] | Single Family | Unknown |  |  |  | Unknown Data inside and City side
270 Rear Thompson Blvd | Watertown | 13601 | No | Copper | No | Records | 1946-04-23 | 0.75 | Copper | Records | No | Single Family | Unknown | 1946-04-23 | 0.75 | Non-Lead
270 Thompson Blvd | Watertown | 13601 | No | Copper | No | Records | 1946-04-11 | 0.75 | Copper | Records | No | Single Family | Unknown | 1946-04-11 | 0.75 | Non-Lead
272 Thompson Blvd | Watertown | 13601 | No | Copper | No | Records | 1950-07-12 | 0.75 | Copper | Records | No | Single Family | Unknown | 1950-07-12 | 0.75 | Non-Lead
273 Thompson Blvd | Watertown | 13601 | No | Copper | No | Records | 1950-08-14 | 0.75 | Copper | Records | No | Single Family | Unknown | 1950-08-14 | 0.75 | Non-Lead
276 Thompson Blvd | Watertown | 13601 | No | Copper | No | Records | 1951-07-05 | 0.75 | Copper | Records | No | Single Family | Unknown | 1951-07-05 | 0.75 | Non-Lead
277 Thompson Blvd | Watertown | 13601 | No | Copper | No | Records | 1958-06-02 | 1 | Copper | Records | No | Single Family | Unknown | 1958-06-02 | 1 | Non-Lead
282 Thompson Blvd | Watertown | 13601 | No | Copper | No | Records | 1952-04-24 | 0.75 | Copper | Records | No | Single Family | Unknown | 1952-04-24 | 0.75 | Non-Lead
283 Thompson Blvd | Watertown | 13601 | No | Copper | No | Records | 1953-03-23 | 0.75 | Copper | Records | No | Single Family | Unknown | 1953-03-23 | 0.75 | Non-Lead
286 Thompson Blvd | Watertown | 13601 | No | Copper | No | Records | 1950-06-21 | 0.75 | Copper | Records | No | Single Family | Unknown | 1950-06-21 | 0.75 | Non-Lead
287 Thompson Blvd | Watertown | 13601 | No | Copper | No | Records | 1956-04-12 | 0.75 | Copper | Records | No | Single Family | Unknown | 1956-04-12 | 0.75 | Non-Lead
289 Thompson Blvd | Watertown | 13601 | No | Copper | No | Records | 1941-09-11 | 0.75 | Copper | Records | No | Single Family | Unknown | 1941-09-11 | 0.75 | Non-Lead
290 Thompson Blvd | Watertown | 13601 | No | Copper | No | Records | 1950-07-17 | 0.75 |  |  | No | Single Family | Unknown | 1950-08-25 | 0.75 |  | Unknown inside Data
293 Thompson Blvd | Watertown | 13601 | No | Copper | No | Records | 1956-06-18 | 0.75 | Copper | Records | No | Single Family | Unknown | 1956-06-18 | 0.75 | Non-Lead
296 Thompson Blvd | Watertown | 13601 | No | Copper | No | Records | 1988-10-11 | 1 | Copper | Records | No | Single Family | Unknown | 1941-12-05 | 0.75 | Non-Lead | Fed off of Gotham St
301 Thompson Blvd | Watertown | 13601 | No | Copper | No | Records | 1959-12-03 | 0.75 | Copper | Records | No | Single Family | Unknown | 1959-12-03 | 0.75 | Non-Lead
309 Thompson Blvd | Watertown | 13601 | No | Copper | Unknown | Records | 1990-06-01 | 1 | Copper | Records | No | Single Family | Unknown | 1950-09-07 | 0.75 | Non-Lead
313 Thompson Blvd | Watertown | 13601 | No | Copper | No | Records | 1951-10-09 | 0.75 | Copper | Records | No | Single Family | Unknown | 1951-10-09 | 0.75 | Non-Lead
317 Thompson Blvd | Watertown | 13601 | No | Copper | No | Records | 1951-10-09 | 0.75 | Copper | Records | No | Single Family | Unknown | 1951-10-09 | 0.75 | Non-Lead
321 Thompson Blvd | Watertown | 13601 | No | Copper | No | Records | 1952-02-28 | 0.75 | Copper | Records | No | Single Family | Unknown | 1952-02-28 | 0.75 | Non-Lead
325 Thompson Blvd | Watertown | 13601 | No | Copper | No | Records | 1952-05-26 | 0.75 | Copper | Records | No | Single Family | Unknown | 1952-05-26 | 0.75 | Non-Lead
329 Thompson Blvd | Watertown | 13601 | No | Copper | No | Records | 1953-03-12 | 0.75 | Copper | Records | No | Single Family | Unknown | 1953-03-12 | 0.75 | Non-Lead
333 Thompson Blvd | Watertown | 13601 | No | Copper | No | Records | 1953-07-27 | 0.75 | Copper | Records | No | Single Family | Unknown | 1953-07-27 | 0.75 | Non-Lead
337 Thompson Blvd | Watertown | 13601 | No | Copper | No | Records | 1953-07-27 | 0.75 | Copper | Records | No | Single Family | Unknown | 1953-07-27 | 0.75 | Non-Lead
343 Thompson Blvd | Watertown | 13601 | No | Copper | No | Records | 1968-12-03 | 0.75 | Copper | Records | No | Single Family | Unknown | 1968-12-03 | 0.75 | Non-Lead
347 Thompson Blvd | Watertown | 13601 | No | Copper | No | Records | 1954-08-19 | 0.75 |  |  | No | Single Family | Unknown |  |  |  | Unknown inside Data
353 Thompson Blvd | Watertown | 13601 | No | Copper | No | Records | 1954-08-19 | 0.75 | Copper | Records | No | Single Family | Unknown | 1974-09-04 | 0.75 | Non-Lead
359 (# On House 357) Thompson Blvd | Watertown | 13601 | No | Copper | No | Records | 1954-08-19 | 0.75 |  |  | No | Single Family | Unknown |  |  |  | Unknown inside Data
363 Thompson Blvd | Watertown | 13601 | No | Copper | No | Records | 1956-05-03 | 0.75 |  |  | No | Single Family | Unknown |  |  |  | Unknown inside Data
369 Thompson Blvd | Watertown | 13601 | No | Copper | No | Records | 1958-09-04 | 0.75 | Copper | Records | No | Single Family | Unknown | 1958-09-04 | 0.75 | Non-Lead
389-391 Thompson Blvd | Watertown | 13601 | No | Copper | No | Records | 1935-01-09 | 0.75 |  |  | No | Multi Family | Unknown |  |  |  | Unknown inside Data
393 Thompson Blvd | Watertown | 13601 | Unknown | Unknown | Unknown |  |  | 0.75 |  |  | Unknown | Single Family | Unknown |  |  |  | Unknown inside Data
395 Thompson Blvd | Watertown | 13601 | No | Copper | No | Field Insp | 2020-05-06 | 1 | Copper | Field Insp | No | Single Family | Unknown | 2020-05-06 | 1 | Non-Lead | LRP Found Copper
407 Thompson Blvd | Watertown | 13601 | No | Copper | No | Records | 1958-10-15 | 0.75 | Copper | Records | No | Single Family | Unknown | 1958-10-15 | 0.75 | Non-Lead
411 Thompson Blvd | Watertown | 13601 | No | Copper | No | Records | 1935-06-01 | 0.75 | Copper | Records | No | Single Family | Unknown | 1993-11-27 | 0.75 | Non-Lead
415 Thompson Blvd | Watertown | 13601 | No | Copper | No | Records | 1955-10-21 | 0.75 | Copper | Records | No | Single Family | Unknown | 1955-10-21 | 0.75 | Non-Lead
419 Thompson Blvd | Watertown | 13601 | No | Copper | No | Records | 1956-04-26 | 0.75 | Copper | Records | No | Single Family | Unknown | 1956-04-26 | 0.75 | Non-Lead
535 Thompson Blvd | Watertown | 13601 | No | Copper | No | Records | 1981-05-29 | 1 | Copper | Records | No | Business | Unknown | 1981-05-29 | 1 | Non-Lead | Fed off of Wight Dr
557 Thompson Blvd | Watertown | 13601 | No | Copper | No | Records | 1952-06-25 | 2 | Copper | Records | No | Business | Unknown | 1952-06-25 | 2 | Non-Lead
Service Location (For 265 Green St From Thompson Blvd) Thompson Blvd | Watertown | 13601 | No | Copper | No | Records | 1946-04-11 | 0.75 | Copper | Records | No | Single Family | Unknown | 1946-04-11 | 0.75 | Non-Lead
Shut Service (Use To Be For 243 Green St) Thompson Blvd | Watertown | 13601 | No | Copper | No | Records | 1947-06-05 | 0.75 | [8 empty] | 243 Green St is now Fed from Green St main
Thompson Blvd Park (Thompson & Gotham) Thompson Blvd | Watertown | 13601 | No | Copper | No | Records | 1931-07-03 | 0.75 | [8 empty] | Thompson Blvd Park
Army Camp Thompson Park | Watertown | 13601 | No | Copper | No | Records | 1940-07-03 | 2 | [8 empty] | Discontinued 8/27/1940
Bear Exhibit Thompson Park | Watertown | 13601 | No | Copper | No | Records | 1994-06-27 | 0.75 | Copper | Records | No | Other | None | 2001-07-31 | 0.75 | Non-Lead
Caribou Exhibit Thompson Park | Watertown | 13601 | No | Copper | No | Records | 2002-09-12 | 1 | Copper | Field Insp | No | Other | None | 2007-06-27 | 0.75 | Non-Lead
City Of Watertown Thompson Park | Watertown | 13601 | No | Copper | No | Records | 1984-11-09 | 1.5 | Copper | Records | No | Other | None | 1984-11-09 | 1.5 | Non-Lead
Concession Stand Thompson Park | Watertown | 13601 | No | Copper | Unknown | Records | 1954-05-06 | 2 | Copper | Records | No | Other | Unknown | 1954-07-10 | 0.75 | Non-Lead
Conservancy Restrooms Thompson Park | Watertown | 13601 | No | Copper | Unknown | Records | 1994-12-09 | 1 | Copper | Records | No | Business | Unknown | 1994-12-09 | 1 | Non-Lead
Discontinue Service (Dog Shelter Truck Barn) Thompson Park | Watertown | 13601 | No | Copper | No | Records | 1984-11-09 | 1 | [8 empty] | Discontinued at Main 4/8/1999
Dog Pound Animal Control Thompson Park | Watertown | 13601 | No | Copper | Unknown | Records | 1994-09-29 | 1 | Copper | Records | No | Other | Unknown | 1994-09-29 | 1 | Non-Lead
Eagle Exhibit Thompson Park | Watertown | 13601 | No | Copper | No | Records | 1996-08-19 | 1 | Copper | Records | No | Other | None | 1996-08-19 | 1 | Non-Lead
Elks Barn Thompson Park | Watertown | 13601 | No | Copper | Unknown | Records | 1996-10-07 | 1 | Copper | Records | No | Other |  | 1996-10-07 | 1 | Non-Lead
Four inch from Six inch to Municipal Golf Course Thompson Park | Watertown | 13601 | Unknown | Known Other | Unknown | Records | 1932-05-16 | 4
Four inch to comfort station Thompson Park | Watertown | 13601 | Unknown | Known Other | Unknown | Records | 1932-07-20 | 4 | [8 empty] | Unknown Location
Ft Drum Monument Thompson Park | Watertown | 13601 | No | Plastic | No | Records | 2016-02-01 | 1 | Plastic | Records | No | Other | Unknown | 2016-02-01 | 1 | Non-Lead
Golf Course Thompson Park | Watertown | 13601 | No | Known Other | Unknown | Records | 1973-07-06 | 6
Ladies & Mens Restroom Thompson Park | Watertown | 13601 | No | Copper | No | Records | 1988-06-01 | 2 | Copper | Records | No | Other | None | 1988-06-01 | 1.5 | Non-Lead
Maintenance Garage Thompson Park | Watertown | 13601 | No | Copper | Unknown | Records | 1994-09-27 | 1 | Copper | Records | No | Other | Unknown | 1994-09-27 | 0.75 | Non-Lead
NYA Picnic Grounds Thompson Park | Watertown | 13601 | No | Copper | No | Records | 1939-08-12 | 2 | Copper | Records | No | Other | None | 1939-08-12 | 0.75 | Non-Lead
Otter Exhibit Thompson Park | Watertown | 13601 | No | Copper | No | Records | 2009-04-30 | 2 | Copper | Records | No | Other | Unknown | 2009-04-30 | 1 | Non-Lead
Park Circle Thompson Park | Watertown | 13601 | Yes | Lead | Yes | Records | 1923-08-01 | 1 | [8 empty] | Unknown Data
Park Pavillion Thompson Park | Watertown | 13601 | No | Copper | Unknown | Records |  | 2 | Copper | Records | No | Other | None | 2001-04-26 | 0.75 | Non-Lead | Unknown Data
Park Pool Shed Thompson Park | Watertown | 13601 | No | Copper | Unknown | Records |  | 2 | [8 empty] | Discontinued 6/9/2009
Park Pool Thompson Park | Watertown | 13601 | No | Copper | No | Records | 1995-06-06 | 2 | Copper | Records | No | Other | None | 1995-06-06 | 2 | Non-Lead
Park Superintendents House Thompson Park | Watertown | 13601 | No | Copper | Unknown | Records | 1932-04-05 | 1 | Copper | Records | No | Single Family | Unknown | 1932-04-05 | 1 | Non-Lead
Pavillion Thompson Park | Watertown | 13601 | No | Copper | Unknown | Records |  | 2 | Copper | Records | No | Other | None | 2001-04-26 | 0.75 | Non-Lead | Unknown Data
Pinnacle Thompson Park | Watertown | 13601 | No | Copper | Unknown | Records | 2006-04-19 | 1 | Copper | Records | No | Other | Unknown | 2006-04-19 | 1 | Non-Lead
Playground Fountain Thompson Park | Watertown | 13601 | No | Copper | No | Records | 1998-07-13 | 0.75 | Copper | Records | No | Other | None | 1998-07-13 | 0.75 | Non-Lead
PVC Fed To Park Resv Thompson Park | Watertown | 13601 | No | Plastic | No | Records | 1992-12-28 | 2 | [8 empty] | Return line to Res
Recreation Maintenance Bldg Thompson Park | Watertown | 13601 | No | Copper |  | Field Insp |  | 2 | Copper
Refreshment Stand Thompson Park | Watertown | 13601 | No | Copper | No | Records | 1951-07-09 | 0.75 | Copper | Records | No |  | None | 1951-07-09 | 0.75 | Non-Lead | Demolished
Repair Service Thompson Park | Watertown | 13601 | No | Copper | No | Records | 1999-09-20 | 2
Splash Pad Thompson Park | Watertown | 13601 | No | Known Other | No | Records | 2018-05-25 | 4 | Known Other | Records | No |  | None | 2018-05-25 | 4 | Non-Lead | 4" D.I.P. with 3/4 " Tap
Stub For Fountain Thompson Park | Watertown | 13601 | No | Copper | No | Records | 1999-08-06 | 0.75 | Copper | Records | No |  | None | 1999-08-06 | 0.75 | Non-Lead
Swimming Pool Thompson Park | Watertown | 13601 | No | Known Other | No | Field Insp |  | 4 | Known Other | Field Insp |  |  |  |  | 3 | Non-Lead
Visitors Center Thompson Park | Watertown | 13601 | No | Copper | No | Records | 2002-05-21 | 1 | Copper | Records | No | Other | Unknown | 2002-05-21 | 1 | Non-Lead
Watertown Golf Course Thompson Park | Watertown | 13601 | No | Known Other | Unknown | Records | 1973-07-06 | 6 | Known Other | Records | No | Business | Unknown | 1973-07-06 | 6 | Non-Lead
Wolverine Den Thompson Park | Watertown | 13601 | No | Copper | Unknown | Records | 2004-02-17 | 1.5 | Copper | Records | No | Other | Unknown | 2004-02-17 | 1.5 | Non-Lead
609 Thompson St | Watertown | 13601 | No | Copper | Unknown | Records | 2023-06-01 | 1 | Copper | Records | No | Single Family | Unknown | 1958-04-16 | 0.75 | Non-Lead
613-615 Thompson St | Watertown | 13601 | No | Copper | Unknown | Records | 2023-06-01 | 1 | Copper | Records | No | Multi Family | Unknown | 1957-05-13 | 0.75 | Non-Lead
619-621 Thompson St | Watertown | 13601 | No | Copper | Unknown | Records | 2023-06-01 | 1 | Copper | Records | No | Multi Family | Unknown | 1957-06-12 | 0.75 | Non-Lead
623 Thompson St | Watertown | 13601 | No | Copper | Unknown | Records | 2023-06-01 | 1 | Copper | Records | No | Single Family | Unknown | 1988-07-05 | 0.75 | Non-Lead
627 Thompson St | Watertown | 13601 | No | Copper | Unknown | Records | 2023-06-01 | 1 | Copper | Records | No | Single Family | Unknown | 1957-05-13 | 0.75 | Non-Lead
633 Thompson St | Watertown | 13601 | No | Copper | Unknown | Records | 2023-06-01 | 1 | Copper | Records | No | Multi Family | Unknown | 1930-12-01 | 0.75 | Non-Lead
637 Thompson St | Watertown | 13601 | No | Copper | Unknown | Records | 2023-06-01 | 1 | Copper | Records | No | Single Family | Unknown | 1957-05-13 | 0.75 | Non-Lead
641 Thompson St | Watertown | 13601 | No | Copper | Unknown | Records | 2023-06-01 | 1 | Copper | Records | No | Single Family | Unknown | 1962-07-16 | 0.75 | Non-Lead
645 Thompson St | Watertown | 13601 | No | Copper | Unknown | Records | 2023-06-01 | 1 | Copper | Records | No | Single Family | Unknown | 1931-10-08 | 0.75 | Non-Lead
649 Thompson St | Watertown | 13601 | No | Copper | Unknown | Records | 2023-06-01 | 1 | Copper | Records | No | Multi Family | Unknown | 1927-08-25 | 0.75 | Non-Lead
652 Thompson St | Watertown | 13601 | No | Known Other | No | Records | 2008-08-13 | 4 | Known Other | Records | No | Other | Unknown | 2008-08-13 | 4 | Non-Lead | 4" Cl52 D.I.P.
653 Thompson St | Watertown | 13601 | No | Copper | Unknown | Records | 2023-06-01 | 1 | Copper | Records | No | Single Family | Unknown | 1947-08-28 | 0.75 | Non-Lead
657 Thompson St | Watertown | 13601 | No | Copper | Unknown | Records | 2023-06-01 | 1 | Copper | Records | No | Single Family | Unknown | 1929-09-26 | 0.75 | Non-Lead
661 Thompson St | Watertown | 13601 | No | Copper | Unknown | Records | 2023-06-01 | 1 | Copper | Records | No | Single Family | Unknown | 1947-08-20 | 0.75 | Non-Lead
668 Thompson St | Watertown | 13601 | No | Copper | No | Records | 2023-06-01 | 1 | Copper | Records | No | Other | Unknown | 2007-04-25 | 1 | Non-Lead
669-671 Thompson St | Watertown | 13601 | No | Copper | Unknown | Records | 2023-06-01 | 1 | Copper | Records | No | Multi Family | Unknown | 1950-08-03 | 0.75 | Non-Lead
669-671-675 Thompson St | Watertown | 13601 | No | Copper | Unknown | Records | 2023-06-01 | 1 | Copper | Records | No | Multi Family | Unknown | 1950-08-03 | 0.75 | Non-Lead
310 Tilden St | Watertown | 13601 | No | Copper | Unknown | Records | 2021-07-19 | 1 | Copper | Records | No | Single Family | Unknown | 1931-05-20 | 0.75 | Non-Lead
313 Tilden St | Watertown | 13601 | No | Copper | Unknown | Records | 2021-07-19 | 1 | Unknown |  | No | Single Family | Unknown |  | 0.75 | Unknown | Unknown inside Data
314 Tilden St | Watertown | 13601 | No | Copper | Unknown | Records | 2021-07-19 | 1 | Copper | Records | No | Single Family | Unknown | 1934-06-01 | 0.75 | Non-Lead
405 Tilden St | Watertown | 13601 | No | Copper | Unknown | Records | 1934-03-17 | 0.75 |  |  | No | Multi Family | Unknown |  | 0.75 |  | Unknown inside Data, Fed off of Hancock St
406 Tilden St | Watertown | 13601 | No | Copper | Unknown | Records | 2021-07-20 | 1 | Copper | Records | No | Single Family | Unknown | 1938-06-08 | 0.75 | Non-Lead
412-414 (Demolished) Tilden St | Watertown | 13601 | No | Copper | Unknown | Records | 2021-07-19 | 1 | [8 empty] | 1" Copper stubbed for future use
413 Tilden St | Watertown | 13601 | No | Copper | Yes | Records | 2021-07-19 | 1 |  |  | No | Single Family | Unknown |  |  |  | Unknown inside Data
416-418 Tilden St | Watertown | 13601 | No | Copper | Unknown | Records | 2021-07-19 | 1 | Copper | Records | No | Multi Family | Unknown | 2021-07-19 | 0.75 | Non-Lead
417 Tilden St | Watertown | 13601 | No | Copper | Unknown | Records | 2021-07-19 | 1 | Copper | Records | No | Multi Family | Unknown | 1929-06-22 | 0.75 | Non-Lead
421 Tilden St | Watertown | 13601 | No | Copper | Unknown | Records | 2021-07-19 | 1 |  |  | No | Multi Family | Unknown |  | 0.75 |  | Unknown inside Data
425 Tilden St | Watertown | 13601 | No | Copper | Yes | Records | 2021-07-16 | 1 | Copper | Records | No | Single Family | Unknown | 2018-05-15 | 0.75 | Non-Lead | LRP Relocated from Grant St To Tilden St 2018
126 Union St | Watertown | 13601 | No | Copper | Unknown | Records | 2007-08-23 | 1 | Copper | Records | No | Multi Family | Unknown | 1955-10-13 | 0.75 | Non-Lead
132-134 Union St | Watertown | 13601 | No | Copper | Unknown | Records | 2007-08-23 | 1 | Copper | Records | No | Multi Family | Unknown | 1964-10-27 | 0.75 | Non-Lead
135 Union St | Watertown | 13601 | No | Known Other | Unknown | Records | 2005-11-18 | 6 | Known Other | Records | No | Business | Unknown | 1928-08-29 | 6 | Non-Lead | Fed off State St
138-142 Union St | Watertown | 13601 | No | Copper | Unknown | Records | 2007-08-23 | 1 | Copper | Records | No | Multi Family | Unknown | 1957-03-12 | 1 | Non-Lead
146 Union St | Watertown | 13601 | No | Copper | Unknown | Records | 2007-08-23 | 1 | Galvanized | Records | No | Multi Family | Unknown | 1935-04-04 | 1 | GSLRR
150 Union St | Watertown | 13601 | No | Copper | Unknown | Records | 2007-08-24 | 1 | Copper | Records | No | Single Family | Unknown | 1935-05-06 | 0.75 | Non-Lead
155-157 Union St | Watertown | 13601 | No | Copper | Unknown | Records | 2007-08-24 | 1 | Copper | Records | No | Multi Family | Unknown | 1941-08-16 | 0.75 | Non-Lead
160 Union St | Watertown | 13601 | No | Copper | Unknown | Records | 2007-08-27 | 1 | Copper | Records | No | Multi Family | Unknown | 1981-02-17 | 0.75 | Non-Lead
165 Union St | Watertown | 13601 | No | Copper | Unknown | Records | 2007-08-24 | 1 | Copper | Records | No | Multi Family | Unknown | 1968-05-07 | 0.75 | Non-Lead
314 Vanduzee St | Watertown | 13601 | No | Copper | Unknown | Records | 1936-05-22 | 0.75 | Unknown |  | No | Single Family | Unknown |  | 0.75 | Unknown | Unknown inside Data
315 Vanduzee St | Watertown | 13601 | No | Copper | Unknown | Records | 1953-12-22 | 0.75 | Copper | Records | No | Single Family | Unknown | 1953-12-22 | 0.75 | Non-Lead
316-318 Vanduzee St | Watertown | 13601 | No | Copper | Unknown | Records | 1999-08-25 | 0.75 | Copper | Records | No | Multi Family | Unknown | 1946-10-08 | 0.75 | Non-Lead
317-319 Vanduzee St | Watertown | 13601 | No | Copper | Unknown | Records | 1959-10-14 | 0.75 | Copper | Records | No | Multi Family | Unknown | 1959-10-28 | 0.75 | Non-Lead
325 Vanduzee St | Watertown | 13601 | No | Copper | Unknown | Records | 1994-12-02 | 0.75 | Copper | Records | No | Single Family | Unknown | 2000-06-27 | 0.75 | Non-Lead
340 Vanduzee St | Watertown | 13601 | No | Copper | Unknown | Records | 1926-11-06 | 0.75 | Copper | Records | No | Single Family | Unknown | 1926-11-06 | 0.75 | Non-Lead
342 Vanduzee St | Watertown | 13601 | No | Copper | Unknown | Records | 1934-11-20 | 0.75 | Copper | Records | No | Single Family | Unknown | 1953-06-23 | 0.75 | Non-Lead
347 Vanduzee St | Watertown | 13601 | Unknown | [5 empty] | Copper | Records | Unknown | Single Family | Unknown | 1964-08-13 | 0.75 |  | Unknown City side Data
348 Vanduzee St | Watertown | 13601 | No | Copper | Unknown | Records | 1934-05-31 | 0.75 | Copper | Records | No | Single Family | Unknown | 1992-06-18 | 0.75 | Non-Lead
351 Vanduzee St | Watertown | 13601 | Unknown | Unknown | Unknown |  |  |  | Copper | Records | Unknown | Single Family | Unknown | 1964-08-13 | 0.75 | Unknown | Unknown City side Data
424 (Burned Down & Demolished) Vanduzee St | Watertown | 13601 | No | Copper | No | Records | 1983-11-12 | 1 | [8 empty] | Demolished after Fire 1" Copper
424A Vanduzee St | Watertown | 13601 | No | Copper | No | Field Insp | 1950-06-01 | 0.75 | Copper | Field Insp | No | Business | Unknown | 1950-06-01 | 0.75 | Non-Lead
444 Vanduzee St | Watertown | 13601 | No | Copper | Unknown | Records | 1955-08-25 | 2 | Copper | Records | No | Business | Unknown | 1955-08-25 | 2 | Non-Lead
470 Vanduzee St | Watertown | 13601 | Unknown | Unknown | Unknown |  |  |  | Unknown |  | Unknown | Multi Family | Unknown |  |  | Unknown | Unknown Data inside and City side
471 Vanduzee St | Watertown | 13601 | No | Copper | No | Records | 1928-07-16 | 0.75 | Copper | Records | No | Single Family | Unknown | 1928-07-16 | 0.75 | Non-Lead
475 Vanduzee St | Watertown | 13601 | No |  | Unknown |  |  |  | Unknown |  | Unknown | Business | Unknown |  |  |  | Unknown Data inside and City side
476 Vanduzee St | Watertown | 13601 | Unknown | Unknown | Unknown |  |  |  | Unknown |  | Unknown | Single Family | Unknown |  |  | Unknown | Unknown Data inside and City side
479 (Question-Discontinued Service) Vanduzee St | Watertown | 13601 | No | Copper | Unknown | Records | 1945-09-06 | 0.75 | [8 empty] | Unknown Address Location, Unknown termination point
493 (Question-Discontinued Service) Vanduzee St | Watertown | 13601 | No | Copper | Unknown | Records | 1948-06-18 | 0.75 | [8 empty] | Unknown Address Location, Unknown termination point
494 (Vacant Lot Question-Discontinued Service) Vanduzee St | Watertown | 13601 | No | Copper | No | Records | 1951-06-28 | 1 | [8 empty] | Unknown Address Location, Unknown termination point
Corner Vanduzee St (Colonial Motor Coach) Vanduzee St | Watertown | 13601 | Unknown | Unknown | No | Records | 1925-04-30 | 4 | [8 empty] | Unknown Location and termination point
516-518 Waite Ave | Watertown | 13601 | No | Copper | No | Records | 1941-09-16 | 0.75 | Copper | Records | No | Multi Family | Unknown | 1941-09-16 | 0.75 | Non-Lead
517 Waite Ave | Watertown | 13601 | No | Copper | No | Records | 1941-09-16 | 0.75 | Copper | Records | No | Single Family | Unknown | 1941-09-16 | 0.75 | Non-Lead
520 Waite Ave | Watertown | 13601 | No | Copper | No | Records | 1941-09-16 | 0.75 | Copper | Records | No | Single Family | Unknown | 1941-09-16 | 0.75 | Non-Lead
521 Waite Ave | Watertown | 13601 | No | Copper | No | Records | 1941-09-16 | 0.75 | Copper | Records | No | Single Family | Unknown | 1941-09-16 | 0.75 | Non-Lead
522 Waite Ave | Watertown | 13601 | No | Copper | No | Records | 1941-09-16 | 0.75 | Copper | Records | No | Single Family | Unknown | 1941-09-16 | 0.75 | Non-Lead
523 Waite Ave | Watertown | 13601 | No | Copper | No | Records | 1941-09-13 | 0.75 | Copper | Records | No | Single Family | Unknown | 1941-09-13 | 0.75 | Non-Lead
524 Waite Ave | Watertown | 13601 | No | Copper | No | Records | 1941-09-16 | 0.75 | Copper | Records | No | Single Family | Unknown | 1941-09-16 | 0.75 | Non-Lead
527 Waite Ave | Watertown | 13601 | No | Copper | No | Records | 1941-09-18 | 0.75 | Copper | Records | No | Single Family | Unknown | 1941-09-18 | 0.75 | Non-Lead
Repair Private Line Waite Ave | Watertown | 13601 | No | Copper | No |  |  | 1 | [8 empty] | Old private 1" Copper service terminated when main was installed 1941
307-309 Waltham St | Watertown | 13601 | No | Copper | Unknown | Records | 1997-12-19 | 0.75 | Copper | Records | No | Multi Family | Unknown | 1997-12-19 | 0.75 | Non-Lead
311-313 (Demolished) Waltham St | Watertown | 13601 | No | Copper | Unknown | Records | 1927-08-15 | 1 | [8 empty] | Demolished, 1"Copper Hot main to curb stop
312 Waltham St | Watertown | 13601 | No | Copper | Unknown | Records | 1947-11-25 | 0.75 | Copper | Records | No | Single Family | Unknown | 1947-11-25 | 0.75 | Non-Lead
314 Waltham St | Watertown | 13601 | No | Copper | Unknown | Records | 1936-11-10 | 0.75 | Copper | Records | No | Multi Family | Unknown | 1936-11-10 | 0.75 | Non-Lead
314-316 Waltham St | Watertown | 13601 | No | Copper | Unknown | Records | 1936-11-10 | 0.75 | Copper | Records | No | Multi Family | Unknown | 1936-11-10 | 0.75 | Non-Lead
315 Waltham St | Watertown | 13601 | No | Copper | Unknown | Records | 1941-05-01 | 0.75 | Copper | Records | No | Multi Family | Unknown | 1941-05-01 | 0.75 | Non-Lead
320 Waltham St | Watertown | 13601 | No | Copper | Unknown | Records | 1953-04-24 | 0.75 | Copper | Records | No | Multi Family | Unknown | 1953-04-24 | 0.75 | Non-Lead
322 Waltham St | Watertown | 13601 | No | Copper | Unknown | Records | 1951-06-04 | 0.75 | Copper | Records | No | Single Family | Unknown | 1967-06-22 | 0.75 | Non-Lead
111 Ward St | Watertown | 13601 | No | Copper | Unknown | Records | 1932-08-24 | 1 | Unknown | Records | No | Single Family | Unknown | 1932-09-29 |  | Unknown | Unknown inside Data, Owner installed
112 Ward St | Watertown | 13601 | No | Copper | Unknown | Records | 1939-05-05 | 0.75 | Copper | Records | No | Single Family | Unknown | 1967-06-22 | 0.75 | Non-Lead
114 Ward St | Watertown | 13601 | No | Copper | Unknown | Records | 1968-09-20 | 0.75 | Copper | Records | No | Single Family | Unknown | 1968-09-20 | 0.75 | Non-Lead
115 Ward St | Watertown | 13601 | No | Copper | Unknown | Records | 1973-11-09 | 0.75 | Copper | Records | No | Single Family | Unknown | 2004-04-15 | 0.75 | Non-Lead
117 Ward St | Watertown | 13601 | No | Copper | Unknown | Records | 1928-12-09 | 0.75 | Copper | Records | No | Single Family | Unknown | 1946-10-28 | 0.75 | Non-Lead
118 Ward St | Watertown | 13601 | No | Copper | Unknown | Records | 1945-06-26 | 0.75 | Copper | Records | No | Single Family | Unknown | 1935-04-29 | 0.75 | Non-Lead
121 Ward St | Watertown | 13601 | No | Copper | Unknown | Records | 1953-09-29 | 0.75 | Copper | Records | No | Single Family | Unknown | 1953-09-29 | 0.75 | Non-Lead
124 Ward St | Watertown | 13601 | No | Copper | Unknown | Records | 1935-09-20 | 0.75 | Copper | Records | No | Single Family | Unknown | 1956-06-06 | 0.75 | Non-Lead
125 Ward St | Watertown | 13601 | No | Copper | Unknown | Records | 1948-07-12 | 0.75 | Copper | Records | No | Single Family | Unknown | 1948-07-12 | 0.75 | Non-Lead
126 Ward St | Watertown | 13601 | No | Copper | Unknown | Records | 1939-06-27 | 0.75 | Unknown |  | No | Single Family | Unknown | 1923-10-31 |  | Unknown | Unknown inside Data
128 Ward St | Watertown | 13601 | No | Copper | Unknown | Records | 1941-04-28 | 0.75 | Copper | Records | No | Single Family | Unknown | 1941-04-28 | 0.75 | Non-Lead | Ryan's Plumbing renewed stop to cellar same time
129 Ward St | Watertown | 13601 | No | Copper | Unknown | Records | 1968-12-18 | 0.75 | Copper | Records | No | Single Family | Unknown | 1968-12-18 | 0.75 | Non-Lead
132-134 Ward St | Watertown | 13601 | No | Copper | Unknown | Records | 1992-04-27 | 1 | Copper | Records | No | Multi Family | Unknown | 1992-01-24 | 1 | Non-Lead
133 Ward St | Watertown | 13601 | No | Copper | Unknown | Records | 2006-01-24 | 0.75 | Copper | Records | No | Single Family | Unknown | 1953-07-28 | 0.75 | Non-Lead
137 Ward St | Watertown | 13601 | No | Copper | Unknown | Records | 1996-01-18 | 0.75 | Copper | Records | No | Single Family | Unknown | 1996-01-18 | 0.75 | Non-Lead
138 Ward St | Watertown | 13601 | No | Copper | Unknown | Records | 1951-06-08 | 0.75 | Copper | Records | No | Single Family | Unknown | 1951-06-08 | 0.75 | Non-Lead
141 Ward St | Watertown | 13601 | No | Copper | Unknown | Records | 1934-03-12 | 0.75 | Unknown | Records | No | Single Family | Unknown | 1924-08-02 | 0.75 | Unknown | Unknown inside Data
142 Ward St | Watertown | 13601 | No | Copper | Unknown | Records | 1948-07-22 | 0.75 | Copper | Records | No | Single Family | Unknown | 1948-07-22 | 0.75 | Non-Lead
145 Ward St | Watertown | 13601 | No | Copper | Unknown | Records | 1949-06-18 | 0.75 | Copper | Records | No | Single Family | Unknown | 1949-06-18 | 0.75 | Non-Lead
146 Ward St | Watertown | 13601 | No | Copper | Yes | Records | 2020-11-05 | 1 | Copper | Records | No | Single Family | Unknown | 2020-11-05 | 0.75 | Non-Lead | LRP
148-150 Ward St | Watertown | 13601 | No | Copper | Unknown | Records | 1941-11-21 | 0.75 | Copper | Records | No | Single Family | Unknown | 1941-11-21 | 0.75 | Non-Lead
150 Ward St | Watertown | 13601 | No | Copper | Unknown | Records | 1941-11-21 | 0.75 | Copper | Records | No | Single Family | Unknown | 1941-11-21 | 0.75 | Non-Lead
151 Ward St | Watertown | 13601 | No | Copper | Unknown | Records | 1964-09-10 | 0.75 | Copper | Records | No | Single Family | Unknown | 1964-09-10 | 0.75 | Non-Lead
152 Ward St | Watertown | 13601 | Yes | Unknown | Yes | Records | 1924-08-02 | 0.75 | Unknown |  | Unknown | Single Family | Unknown | 1924-09-30 | 0.75 | Unknown | On LRP list
152-154 Ward St | Watertown | 13601 | Yes | Unknown | Yes | Records | 1924-08-02 | 0.75 | Unknown | Records | Unknown | Single Family | Unknown | 1924-08-02 | 0.75 | Unknown | On LRP list
155 Ward St | Watertown | 13601 | No | Copper | Unknown | Records | 1953-08-13 | 1 | Copper | Records | No | Single Family | Unknown | 1958-01-06 | 0.75 | Non-Lead
156 Ward St | Watertown | 13601 | Yes | Unknown | Yes | Records | 1924-08-02 | 0.75 | Copper | Records | Unknown | Single Family | Unknown | 1961-11-20 | 0.75 | Unknown | On LRP list
156-158 Ward St | Watertown | 13601 | Yes | Unknown | Yes | Records | 1924-08-02 | 0.75 | Copper | Records | Unknown | Single Family | Unknown | 1961-11-20 | 0.75 | Unknown | On LRP list
159 Ward St | Watertown | 13601 | No | Copper | Unknown | Records | 1977-02-15 | 1 | Copper | Records | No | Single Family | Unknown | 1977-02-15 | 1 | Non-Lead
160 Ward St | Watertown | 13601 | Unknown | Unknown | Unknown | Records | 1924-08-02 | 0.75 | Unknown | Records | Unknown | Single Family | Unknown | 1924-08-02 | 0.75 | Unknown | Unknown Data inside and City side
160-162 Ward St | Watertown | 13601 | Unknown | Unknown | Unknown | Records | 1924-08-02 | 0.75 | Unknown | Records | Unknown | Single Family | Unknown | 1924-08-02 | 0.75 | Unknown | Unknown Data inside and City side
164 Ward St | Watertown | 13601 | No | Copper | Yes | Records | 2021-07-14 | 0.75 | Copper | Records | No | Single Family | Unknown | 2021-07-14 | 0.75 | Non-Lead | LRP
165 Ward St | Watertown | 13601 | No | Copper | Yes | Records | 1922-10-06 | 0.75 | Copper | Records | No | Single Family | Unknown | 2022-10-06 | 0.75 | Non-Lead | LRP
168 Ward St | Watertown | 13601 | No | Copper | Unknown | Records | 1999-11-30 | 0.75 | Copper | Records | No | Single Family | Unknown | 1999-11-30 | 0.75 | Non-Lead
168-170 Ward St | Watertown | 13601 | No | Copper | Unknown | Records | 1999-11-30 | 0.75 | Copper | Records | No | Single Family | Unknown | 1999-11-30 | 0.75 | Non-Lead
169 Ward St | Watertown | 13601 | No | Copper | Unknown | Records | 1985-03-15 | 0.75 | Copper | Records | No | Single Family | Unknown | 1985-03-15 | 0.75 | Non-Lead
173 Ward St | Watertown | 13601 | No | Copper | Yes | Records | 2019-04-30 | 1 | Unknown |  | No | Single Family | Unknown |  | 0.75 | Unknown | Unknown Inside Data, LRP City side
176-178 Ward St | Watertown | 13601 | Unknown | Unknown | Unknown | Records | 1924-08-02 | 0.75 |  |  | Unknown | Multi Family | Unknown |  | 0.75 |  | Unknown Data inside and City side
177 Ward St | Watertown | 13601 | No | Copper | Yes | Records | 2020-10-08 | 0.75 | Copper | Records | No | Single Family | Unknown | 2020-10-08 | 0.75 | Non-Lead | LRP
180 Ward St | Watertown | 13601 | No | Copper | Yes | Records | 2020-10-28 | 0.75 | Copper | Records | No | Single Family | Unknown | 2020-10-28 | 0.75 | Non-Lead | LRP
181 Ward St | Watertown | 13601 | No | Copper | Yes | Records | 2020-10-30 | 0.75 | Copper | Records | No | Single Family | Unknown | 2020-10-30 | 0.75 | Non-Lead | LRP
215 Ward St | Watertown | 13601 | No | Copper | No | Records | 1947-09-26 | 0.75 | Copper | Records | No | Single Family | Unknown | 1947-09-26 | 0.75 | Non-Lead
219 Ward St | Watertown | 13601 | No | Copper | No | Records | 1947-07-09 | 0.75 | Copper | Records | No | Single Family | Unknown | 1947-07-09 | 0.75 | Non-Lead
225 Ward St | Watertown | 13601 | No | Copper | No | Records | 1947-07-09 | 0.75 | Copper | Records | No | Single Family | Unknown | 1947-07-09 | 0.75 | Non-Lead
226 Ward St | Watertown | 13601 | No | Copper | No | Records | 1947-07-09 | 0.75 | Copper | Records | No | Single Family | Unknown | 1947-07-09 | 0.75 | Non-Lead
229 Ward St | Watertown | 13601 | No | Copper | No | Records | 1947-07-09 | 0.75 | Copper | Records | No | Single Family | Unknown | 1947-07-09 | 0.75 | Non-Lead
230 Ward St | Watertown | 13601 | No | Copper | No | Records | 1947-07-09 | 0.75 | Copper | Records | No | Single Family | Unknown | 1947-07-09 | 0.75 | Non-Lead
235 Ward St | Watertown | 13601 | No | Copper | No | Records | 1947-10-04 | 0.75 | Copper | Records | No | Single Family | Unknown | 1947-07-21 | 0.75 | Non-Lead
236 Ward St | Watertown | 13601 | No | Copper | No | Records | 1947-09-25 | 0.75 | Copper | Records | No | Single Family | Unknown | 1947-09-25 | 0.75 | Non-Lead
239 Ward St | Watertown | 13601 | No | Copper | No | Records | 1947-10-04 | 0.75 | Copper | Records | No | Single Family | Unknown | 1947-07-28 | 0.75 | Non-Lead
242 Ward St | Watertown | 13601 | No | Copper | No | Records | 1947-09-26 | 0.75 | Copper | Records | No | Single Family | Unknown | 1947-09-26 | 0.75 | Non-Lead
245 Ward St | Watertown | 13601 | No | Copper | No | Records | 1947-04-09 | 0.75 | Copper | Records | No | Single Family | Unknown | 1947-04-09 | 0.75 | Non-Lead
246 Ward St | Watertown | 13601 | No | Copper | No | Records | 1947-09-23 | 0.75 | Copper | Records | No | Single Family | Unknown | 1947-09-23 | 0.75 | Non-Lead
249 Ward St | Watertown | 13601 | No | Copper | No | Records | 1947-07-09 | 0.75 | Copper | Records | No | Single Family | Unknown | 1947-07-09 | 0.75 | Non-Lead
252 Ward St | Watertown | 13601 | No | Copper | No | Records | 1947-09-24 | 0.75 | Copper | Records | No | Single Family | Unknown | 1947-09-24 | 0.75 | Non-Lead
255 Ward St | Watertown | 13601 | No | Copper | No | Records | 1947-10-03 | 0.75 | Copper | Records | No | Single Family | Unknown | 1947-10-03 | 0.75 | Non-Lead
259 Ward St | Watertown | 13601 | No | Copper | No | Records | 1947-10-04 | 0.75 | Copper | Records | No | Single Family | Unknown | 1947-10-04 | 0.75 | Non-Lead
263 Ward St | Watertown | 13601 | No | Copper | No | Records | 1947-10-06 | 0.75 | Copper | Records | No | Single Family | Unknown | 1947-10-06 | 0.75 | Non-Lead
267 Ward St | Watertown | 13601 | No | Copper | No | Records | 1947-10-06 | 0.75 | Copper | Records | No | Single Family | Unknown | 1947-10-06 | 0.75 | Non-Lead
271 Ward St | Watertown | 13601 | No | Copper | Unknown | Records | 1947-09-23 | 0.75 | Copper | Records | No | Multi Family | Unknown | 1947-09-23 | 0.75 | Non-Lead
274 Ward St | Watertown | 13601 | No | Copper | Unknown | Records | 1947-10-17 | 0.75 | Unknown | Records | No | Single Family | Unknown | 1926-10-05 | 0.75 | Unknown | Unknown Inside Data
1 (Paddock Arcade Fire Service) Washington St | Watertown | 13601 | No | Known Other | Unknown | Records | 1933-08-31 | 6 | Known Other | Records | No | Other | Unknown | 1933-08-31 | 6 | Non-Lead
1003 Washington St | Watertown | 13601 | No | Copper | Unknown | Records | 1933-09-18 | 0.75 | Copper | Records | No | Single Family | Unknown | 1933-09-18 | 0.75 | Non-Lead
1005 Washington St | Watertown | 13601 | No | Copper | Unknown | Records | 1947-07-18 | 0.75 | Copper | Records | No | Single Family | Unknown | 1947-07-18 | 0.75 | Non-Lead
1008 Washington St | Watertown | 13601 | No | Copper | Unknown | Records | 1949-03-03 | 1 | Copper | Records | No | Multi Family | Unknown | 1949-03-03 | 1 | Non-Lead | Believe this to be 1006
1009 Washington St | Watertown | 13601 | No | Copper | Unknown | Records | 1956-09-12 | 0.75 | Copper | Records | No | Multi Family | Unknown | 1956-09-12 | 0.75 | Non-Lead
1010 Washington St | Watertown | 13601 | No | Known Other | No | Records | 1978-06-01 | 4 | Known Other | Records | No | Multi Family | Unknown | 1978-06-01 | 4 | Non-Lead
1012 Washington St | Watertown | 13601 | No | Copper | Unknown | Records | 1997-10-16 | 0.75 | Copper | Records | No | Business | Unknown | 1997-10-16 | 0.75 | Non-Lead
1015 Washington St | Watertown | 13601 | No | Copper | Unknown | Field Insp | 2019-07-10 | 0.75 |  |  | No | Single Family | Unknown |  | 0.75 |  | Unknown Data inside and City side
1017 Washington St | Watertown | 13601 | No | Copper | Unknown | Records | 1936-04-01 | 1 | Copper | Records |  | Multi Family | Unknown | 1936-04-01 | 1 | Non-Lead
102 Washington St | Watertown | 13601 | Unknown | Known Other | Unknown | Records | 1933-10-14 | 6 | Known Other | Records | Unknown | Other | Unknown | 1933-10-17 | 6 | Non-Lead | 6" Fire / Domestic Service
1020 Washington St | Watertown | 13601 | No | Copper | Unknown | Records | 1951-03-13 | 0.75 | Copper | Records | No | Single Family | Unknown | 1951-03-13 | 0.75 | Non-Lead
1025 Washington St | Watertown | 13601 | No | Copper | Unknown | Records | 1927-10-17 | 0.75 | Copper | Records | No | Multi Family | Unknown | 1965-04-19 | 0.75 | Non-Lead
1026 Washington St | Watertown | 13601 | Unknown | Unknown | Unknown |  |  | 0.75 | Copper | Records | No | Other | Unknown | 1976-05-05 | 1 | Unknown
104 Washington St | Watertown | 13601 | No | Known Other | Unknown | Records | 2006-10-21 | 6 | Known Other | Records | No | Business | Unknown | 2006-10-31 | 6 | Non-Lead | 6" D.I.P.
105 & 121 (YMCA & Bugbee Apts) Washington St | Watertown | 13601 | No | Known Other | Unknown | Records | 2006-09-19 | 6 | Known Other | Records | No | Other | Unknown | 2006-09-19 | 6 | Non-Lead | Fed off of Public Sq
1103 Washington St | Watertown | 13601 | No | Copper | Unknown | Records | 1936-07-02 | 0.75 | Copper | Records | No | Single Family | Unknown | 1936-07-02 | 0.75 | Non-Lead | Fed off of Bishop St
1104 Washington St | Watertown | 13601 | Unknown | Unknown | Unknown | Records | 1923-05-28 | 0.75 | Unknown | Records | Unknown | Business | Unknown | 1923-05-28 | 0.75 | Unknown
1108 Washington St | Watertown | 13601 | No | Copper | Unknown | Records | 1941-05-09 | 0.75 | Copper | Records | No | Multi Family | Unknown | 1941-05-09 | 0.75 | Non-Lead
1109 Washington St | Watertown | 13601 | No | Copper | Unknown | Records | 1950-06-21 | 0.75 | Copper | Records | No | Multi Family | Unknown | 1950-06-21 | 0.75 | Non-Lead
1113 Washington St | Watertown | 13601 | No | Copper | Unknown | Records | 1933-04-03 | 0.75 | Copper | Records | No | Multi Family | Unknown | 1933-01-28 | 0.75 | Non-Lead
1114 Washington St | Watertown | 13601 | No | Copper | Unknown | Records | 1931-08-19 | 0.75 | Copper | Records | No | Other | Unknown | 1931-08-19 | 0.75 | Non-Lead
1115 Washington St | Watertown | 13601 | No | Copper | Unknown | Records | 1933-10-02 | 0.75 | Copper | Records | No | Multi Family | Unknown | 1931-06-08 | 0.75 | Non-Lead
1115-1117 Washington St | Watertown | 13601 | No | Copper | Unknown | Records | 1933-10-02 | 0.75 | Copper | Records | No | Multi Family | Unknown | 1931-06-08 | 0.75 | Non-Lead
1120 Washington St | Watertown | 13601 | No | Copper | No | Records | 1959-08-20 | 0.75 | Copper | Records | No | Business | Unknown | 1959-08-21 | 0.75 | Non-Lead
120 Washington St | Watertown | 13601 | No | Copper | Unknown | Records | 1957-04-12 | 2 | Copper | Records | No | Business | Unknown | 1957-04-12 | 2 | Non-Lead | 4" also
1200 Washington St | Watertown | 13601 | No | Copper | No | Records | 1939-05-15 | 0.75 | Copper | Records | No | Business | Unknown | 1998-02-27 | 0.75 | Non-Lead
1201 Washington St | Watertown | 13601 | No | Copper | Unknown | Records | 1955-07-11 | 0.75 | Copper | Records | No | Other | Unknown | 1955-07-11 | 0.75 | Non-Lead
1209 Washington St | Watertown | 13601 | No | Copper | Unknown | Records | 1972-06-06 | 1 | Copper | Records | No | Multi Family | Unknown | 1972-06-06 | 1 | Non-Lead
1212 Washington St | Watertown | 13601 | No | Copper | Unknown | Records | 1956-08-27 | 0.75 | [8 empty] | Demolished, Unknown termination point
1215 Washington St | Watertown | 13601 | No | Copper | Unknown | Records | 1951-11-23 | 0.75 | Copper | Records | No | Single Family | Unknown | 1951-11-23 | 0.75 | Non-Lead | Fed off of Green St
1221 Washington St | Watertown | 13601 | No | Copper | No | Records | 1954-06-11 | 2 | [8 empty] | 2" Copper to meter pit for playground, Fed off of Green St
1222 Washington St | Watertown | 13601 | No | Copper | Unknown | Records | 1951-06-01 | 0.75 | Copper | Records | No | Business | Unknown | 1951-06-01 | 0.75 | Non-Lead | Fed off of Elm St
1226 Washington St | Watertown | 13601 | No | Copper | Unknown | Records | 1935-12-16 | 0.75 | Copper | Records | No | Business | Unknown | 1995-11-02 | 1 | Non-Lead
1237 (Playground Meter Pit Green St) Washington St | Watertown | 13601 | No | Copper | No | Records | 1954-06-11 | 2 | Copper | Records | No | Other | None | 1954-06-11 | 2 | Non-Lead | Meter Pit off of Green St
1237 Washington St | Watertown | 13601 | Unknown | Known Other | Unknown | Records | 1928-08-31 | 4 | [8 empty] | Unknown Data, Old school Demolished, ? discontinued
1238 Washington St | Watertown | 13601 | No | Copper | No | Records | 1955-03-10 | 2 | Copper | Records | No | Business | Unknown | 2002-06-19 | 1 | Non-Lead | 2" Copper to 1" Copper inside
1240 Washington St | Watertown | 13601 | No | Copper | Unknown | Records | 1948-10-30 | 1 | [8 empty] | Demolished, Unknown Termination point
1246 Washington St | Watertown | 13601 | No | Unknown | Unknown | Records |  | 1 | [8 empty] | Unknown Data, terminated at C/S
1248 Washington St | Watertown | 13601 | No | Copper | No | Records | 1955-05-06 | 0.75 |  |  | No | Business | Unknown |  | 0.75 |  | Unknown inside Data
1304 Washington St | Watertown | 13601 | No | Copper | No | Records | 1992-04-28 | 1.5 | Copper | Records | No | Business | Unknown | 1992-04-28 | 1.5 | Non-Lead | 4" cast pipe Discontinued at gate 3/24/1992
1308 Washington St | Watertown | 13601 | No | Known Other | Unknown | Records | 1953-06-01 | 6 | Copper | Records | No | Business | Unknown | 1953-06-01 | 1.5 | Non-Lead | Washington St Plaza
131 Washington St | Watertown | 13601 | No | Copper | Unknown | Records | 1970-12-11 | 2 | Copper | Records | No | Business | Unknown | 1970-12-11 | 2 | Non-Lead | 4" Fire Service tapped 5/10/2016
1318 Washington St | Watertown | 13601 | No | Copper | No | Records | 1959-04-07 | 2 | Copper | Records | No | Business | Unknown | 1959-04-07 | 2 | Non-Lead | Washington St Plaza
1322 Washington St | Watertown | 13601 | No | Copper | Unknown | Records | 1939-03-24 | 0.75 | [8 empty] | Demolished, Unknown termination point
1324 Washington St | Watertown | 13601 | No | Copper | Unknown | Records | 1939-04-10 | 0.75 | [8 empty] | Demolished, Unknown termination point
1330 Washington St | Watertown | 13601 | No | Known Other | Unknown | Records | 1953-06-01 | 6 | Known Other | Records | No | Business | Unknown | 1953-06-01 | 6 | Non-Lead | Washington St Plaza
1335 Washington St | Watertown | 13601 | Unknown | Known Other | No | Records | 1949-08-05 | 6 | Known Other | Records | No | School Childcare | Unknown | 1949-08-05 | 6 | Non-Lead
1336 Washington St | Watertown | 13601 | No | Unknown | No | Records | 1974-06-01 |  | Unknown | Records | No | Business | Unknown | 1974-06-01 |  | Unknown | Unknown Data inside and City side
1340 Washington St | Watertown | 13601 | No | Copper | No | Records | 2004-11-03 | 1.5 | Copper | Records | No | Business | Unknown | 2004-11-03 | 1.5 | Non-Lead
1346 Washington St | Watertown | 13601 | No | Copper | Unknown | Records | 1939-03-27 | 0.75 | [8 empty] | Demolished, 11/1/2012 Unknown termination point
1348 Washington St | Watertown | 13601 | No | Copper | Unknown | Records | 1951-05-08 | 0.75
1352 Washington St | Watertown | 13601 | No | Copper | Yes | Records | 1954-10-16 | 0.75 |  |  | No | [5 empty] | Demolished, Unknown termination point
1356 Washington St | Watertown | 13601 | No | Copper | Unknown | Records | 1958-09-22 | 0.75 | [8 empty] | Demolished, Unknown termination point
1358 Washington St | Watertown | 13601 | No | Copper | Unknown | Records | 1966-07-25 | 0.75 | Copper | Records | No | Single Family | Unknown | 1966-07-25 | 0.75 | Non-Lead
1360 Washington St | Watertown | 13601 | No | Copper | Unknown | Records | 1939-03-27 | 0.75 |  |  | No | Single Family | Unknown
1365 Washington St | Watertown | 13601 | No | Copper | Unknown | Records | 1939-03-23 | 0.75 |  |  |  | Other
1366 Washington St | Watertown | 13601 | No | Copper | Unknown | Records | 1981-11-09 | 0.75 | Copper | Records | No | Single Family | Unknown | 1956-08-24 | 0.75 | Non-Lead
1370 Washington St | Watertown | 13601 | No | Copper | Unknown | Records | 1953-08-03 | 0.75 | Copper | Records | No | Single Family | Unknown | 1953-08-03 | 0.75 | Non-Lead
1374 Washington St | Watertown | 13601 | No | Copper | Yes | Records | 1958-03-20 | 0.75 | Copper | Records | No | Single Family | Unknown | 1973-12-14 | 0.75 | Non-Lead
1375 Washington St | Watertown | 13601 | No | Copper | Unknown | Records | 1939-04-10 | 1 | Copper | Records | No | Single Family | Unknown | 1948-10-30 | 1 | Non-Lead
1376 Washington St | Watertown | 13601 | No | Copper | Unknown | Records | 1949-05-05 | 0.75 | Copper | Records | No | Single Family | Unknown | 1994-10-18 | 0.75 | Non-Lead
1380 Washington St | Watertown | 13601 | No | Copper | Unknown | Records | 1947-07-15 | 0.75 | Copper | Records | No | Single Family | Unknown | 1963-09-20 | 0.75 | Non-Lead
1381 Washington St | Watertown | 13601 | No | Copper | Unknown | Records | 1948-11-04 | 0.75 | Copper | Records | No | Single Family | Unknown | 1948-11-04 | 0.75 | Non-Lead
1384 Washington St | Watertown | 13601 | No | Copper | Yes | Records | 1987-06-01 | 1 | Copper | Records | No | Single Family | Unknown | 1998-06-15 | 0.75 | Non-Lead
1402 Washington St | Watertown | 13601 | No | Copper | No | Records | 1954-09-27 | 2 | Copper | Records | No | Business | Unknown | 1954-09-27 | 2 | Non-Lead
1403 Washington St | Watertown | 13601 | No | Copper | Unknown | Records | 1981-06-01 | 0.75 | Galvanized | Records | No | Single Family | Unknown | 1921-06-24 | 0.75 | GSLRR | Galvanized inside
1407 Washington St | Watertown | 13601 | No | Copper | Yes | Records | 1975-08-26 | 0.75 | Copper | Records | No | Single Family | Unknown | 1975-08-26 | 0.75 | Non-Lead
1411 Washington St | Watertown | 13601 | No | Copper | Unknown | Records | 1981-09-10 | 1 | Copper | Records | No | Single Family | Unknown | 2008-06-11 | 0.75 | Non-Lead
1415 Washington St | Watertown | 13601 | No | Copper | Unknown | Records | 1981-09-10 | 1 | Galvanized | Records | No | Single Family | Unknown | 1923-08-09 | 1 | GSLRR | Galvanized inside
1425 Washington St | Watertown | 13601 | No | Known Other | Unknown | Records | 1967-07-31 | 4 | Known Other | Records | Unknown | Other | Unknown | 1967-07-31 | 4 | Non-Lead
1426 Washington St | Watertown | 13601 | No | Copper | Unknown | Records | 1966-05-18 | 1 | Copper | Records | No | Business | Unknown | 1966-05-18 | 1 | Non-Lead
1445 Washington St | Watertown | 13601 | No | Copper | No | Records | 1971-12-03 | 1.5 | Copper | Records | No | Business | Unknown | 1971-12-03 | 1.5 | Non-Lead
1502 Washington St | Watertown | 13601 | Unknown | UPL | Unknown | Records | 1923-10-11 | 1 | Copper | Records | Unknown | Single Family | Unknown | 1989-06-22 | 0.75 | Unknown
1511 Washington St | Watertown | 13601 | No | Known Other | No | Records | 1967-06-01 | 8 | Galvanized | Records | No | Business | Unknown | 1967-06-01 | 2 | Non-Lead | 8" Cast Iron Fire/2" Copper Domestic to C/S
1526 Washington St | Watertown | 13601 | No | Copper | Unknown | Records | 1934-08-28 | 0.75 | Copper | Records | No | Single Family | Unknown | 1987-06-01 | 0.75 | Non-Lead
1530 Washington St | Watertown | 13601 | Unknown | UPL | Unknown | Records | 1920-10-25 | 0.75 | Copper | Records | Unknown | Single Family | Unknown | 2009-08-27 | 0.75 | Unknown
1551 Washington St | Watertown | 13601 | No | Copper | No | Records | 1948-09-22 | 0.75 | [8 empty] | Demolished, 3/4 Copper, Unknown location
1562 Washington St | Watertown | 13601 | Unknown | UPL | Unknown | Records | 1922-12-13 | 1 | Unknown |  | Unknown | Single Family | Unknown |  |  | Unknown | Unknown inside and City side Data
1565 Washington St | Watertown | 13601 | No | Known Other | No | Records | 2000-12-01 | 8 | Known Other | Records | No | Business | Unknown | 2000-12-01 | 8 | Non-Lead | 8" D.I.P.
1575 Washington St | Watertown | 13601 | No | Known Other | No | Records | 1969-07-28 | 8 | Known Other | Records | No | Business | Unknown | 1969-07-28 | 8 | Non-Lead
1627 Washington St | Watertown | 13601 | No | Copper | No | Records |  | 1 | Copper | Records | No | Business | Unknown |  | 1 | Non-Lead | 4" Meter pit also 1627 Washington St
1629 Washington St | Watertown | 13601 | No | Copper | No | Records |  | 1 | Copper | Records | No | Business | Unknown |  | 1 | Non-Lead | 6" D.I.P. 5/30/2002 Fire
200 Washington St | Watertown | 13601 | No | Copper | Unknown | Records | 1969-09-15 | 2 | Copper | Records | No | Business | Unknown | 1969-09-15 | 2 | Non-Lead | 4" Fire Service
205 Washington St | Watertown | 13601 | Unknown | Known Other | Unknown | Records |  | 4 | Known Other |  | Unknown | Business | Unknown |  | 4 | Non-Lead | Unknown Data inside and City side
215 Washington St | Watertown | 13601 | No | Known Other | No | Records | 1955-04-26 | 6 | Known Other | Records | No | Business | Unknown | 1955-04-26 | 6 | Non-Lead | 6" Fire Service
216 Washington St | Watertown | 13601 | No | Copper | Unknown | Records | 1945-06-01 | 1 | Galvanized | Field Insp | No | Business | Unknown | 1922-04-20 | 2 | GSLRR | Unknown inside Data
228 (Jeff Co Historical Society-Front & Back Buildings) Washington St | Watertown | 13601 | No | Copper | Unknown | Records | 1930-05-19 | 1 | Copper | Records | No | Other | Unknown | 1951-10-10 | 0.75 | Non-Lead | 6" Fire off Stone St in rear
229 (Flower Memorial Library) Washington St | Watertown | 13601 | No | Copper | Unknown | Records | 1976-04-30 | 2 | Copper | Records | No | Business | None | 1976-04-30 | 2 | Non-Lead
242 Washington St | Watertown | 13601 | No | Known Other | Unknown | Records | 1945-06-01 | 4 | Known Other | Records | Unknown | Business | Unknown | 1915-06-01 | 4 | Non-Lead
245 Washington St | Watertown | 13601 | Unknown | Known Other | Unknown | Records | 1964-06-11 | 4 | Known Other | Records | No | Business | Unknown | 1964-06-11 | 4 | Non-Lead
251 (Question-Discontinued Service) Washington St | Watertown | 13601 | No | Copper | Unknown | Records | 1937-12-23 | 1 | [8 empty] | Demolished, Unknown Termination point
260 Washington St | Watertown | 13601 | No | Known Other | Unknown | Records | 1954-11-18 | 4 | Known Other | Records | No | Business | Unknown | 1994-05-14 | 4 | Non-Lead | 6" Fire Service 4/7/1960
300 (Best Western) Washington St | Watertown | 13601 | No | Known Other | No | Records | 1960-07-11 | 4 | Known Other | Records | No | Business | Unknown | 1960-07-11 | 4 | Non-Lead | 6" Fire also
301 Washington St | Watertown | 13601 | No | Copper | Unknown | Records | 1940-09-12 | 1 | [8 empty] | Demolished, Unknown termination point
316 Washington St | Watertown | 13601 | Unknown | Known Other | Unknown | Records | 1960-07-11 | 4 | Known Other | Records | Unknown | Business | Unknown | 1960-07-11 | 4 | Non-Lead | 6" Fire Service also
317 (State Office Bldg) Washington St | Watertown | 13601 | No | Known Other | No | Records | 1970-06-16 | 6 | Known Other | Records | No | Business | Unknown | 1970-06-16 | 6 | Non-Lead
345 Washington St | Watertown | 13601 | No | Copper | Unknown | Records | 1962-09-11 | 1 | [8 empty] | Demolished, 1" Copper Hot main to C/S
400 Washington St | Watertown | 13601 | No | Copper | Unknown | Records | 1938-12-30 | 1 | Copper | Records | No | Business | Unknown | 1961-09-06 | 1 | Non-Lead | Fed off of Mullin St
403 Washington St | Watertown | 13601 | No | Copper | Unknown | Records | 1970-06-01 | 2 | Copper | Records | No | Business | Unknown | 1948-08-24 | 2 | Non-Lead | Fed off of Academy St
408 (Question-Discontinued Service) Washington St | Watertown | 13601 | No | Copper | Unknown | Records | 1938-06-27 | 1 | [8 empty] | Demolished, Unknown termination point
417 Washington St | Watertown | 13601 | No | Copper | Unknown | Records | 1933-08-15 | 1 | Copper | Records | No | Multi Family | Unknown | 1933-08-15 | 1 | Non-Lead
418 Washington St | Watertown | 13601 | No | Copper | Unknown | Records | 1946-07-17 | 1 | Copper | Records | No | Other | Unknown | 1946-07-17 | 1 | Non-Lead
425 Washington St | Watertown | 13601 | No | Copper | Unknown | Records | 1952-12-10 | 2 | Known Other | Records | No | Business | Unknown | 1952-12-10 | 1.5 | Non-Lead | 1 1/2" Brass pipe inside
428 Washington St | Watertown | 13601 | No | Copper | No | Records | 1941-11-19 | 1 | Copper | Records | No | Business | Unknown | 1988-06-01 | 1 | Non-Lead
431 (Demolished) Washington St | Watertown | 13601 | No | Copper | Unknown | Records | 1959-04-29 | 1 | [8 empty] | Demolished, Unknown termination point
502-504 Washington St | Watertown | 13601 | No | Copper | Unknown | Records | 2008-09-01 | 1 | Copper | Records | No | Other | Unknown | 1927-09-01 | 1 | Non-Lead | Fed off of TenEyck St
505 (Back Building) Washington St | Watertown | 13601 | No | Copper | Unknown |  |  | 0.75 | [8 empty] | Demolished, 3/4 Copper fed from 505
505 Washington St | Watertown | 13601 | No | Copper | Yes | Records | 2023-10-03 | 1 | Copper | Records | No | Multi Family | Unknown | 1938-04-08 | 1 | Non-Lead | LRP
508 Washington St | Watertown | 13601 | No | Copper | Unknown | Records | 1941-06-11 | 1 | [8 empty] | Unknown Address Location, Unknown Data
513 Washington St | Watertown | 13601 | No | Copper | No | Records | 1999-04-02 | 2 | Copper | Records | No | Business | Unknown | 1999-04-02 | 2 | Non-Lead | Old 3/4" Copper service Discontinued at Main 8/8/1994
514 Washington St | Watertown | 13601 | No | Copper | No | Records | 1990-01-15 | 2 | Copper | Records | No | School Childcare | Unknown | 1990-01-15 | 2 | Non-Lead
519 (Vacant Lot) Washington St | Watertown | 13601 | No | Copper | No | Records | 1994-07-21 | 1 | [8 empty] | 1" Copper Hot main to C/S
519 Washington St | Watertown | 13601 | No | Copper | No | Records | 1994-07-21 | 1 | [8 empty] | Stubbed for Future use
522 Washington St | Watertown | 13601 | No | Copper | No | Records | 1971-09-21 | 2 | Copper | Records | No | Multi Family | Unknown | 1971-09-21 | 2 | Non-Lead
531 Washington St | Watertown | 13601 | Unknown | Known Other | Unknown | Records | 1966-04-06 | 4 | Known Other | Records | Unknown | Business | Unknown | 1966-04-06 | 4 | Non-Lead | Cast Iron Pipe with Lead joints
603 Washington St | Watertown | 13601 | No | Copper | Unknown | Records | 1938-12-19 | 1 | Copper | Records | No | Other | Unknown | 1937-05-04 | 1 | Non-Lead
604 (Parking Lot) Washington St | Watertown | 13601 | No | Copper | Unknown | Records | 1935-07-30 | 1 | [8 empty] | Demolished, Unknown termination point
609 Washington St | Watertown | 13601 | No | Copper | Unknown | Records | 1938-03-30 | 0.75 | Copper | Records | No | Multi Family | Unknown | 1938-03-31 | 0.75 | Non-Lead
613 Washington St | Watertown | 13601 | No | Copper | Unknown | Records | 1959-03-06 | 0.75 |  |  | No | Multi Family | Unknown |  |  |  | Unknown Inside Data
613-615 Washington St | Watertown | 13601 | No | Copper | Unknown | Records | 1959-03-06 | 0.75 |  |  | No | Multi Family | Unknown |  |  |  | Unknown inside Data
619-621 Washington St | Watertown | 13601 | No | Copper | Unknown | Records | 1931-08-18 | 0.75 | Copper | Records | No | Multi Family | Unknown | 1931-08-18 | 0.75 | Non-Lead
622 Washington St | Watertown | 13601 | No | Copper | No | Records | 1965-11-04 | 2 | Copper | Records | No | Business | Unknown | 1965-11-04 | 2 | Non-Lead | Old service shut at Main 12/15/2011
629 Washington St | Watertown | 13601 | No | Copper | Unknown | Records | 2018-06-01 | 1 | Copper | Records | No | Business | Unknown | 1988-09-19 | 1 | Non-Lead | Fed off of Flower Ave E Discontinued 3/4 Copper service 9/30/1988
702 Washington St | Watertown | 13601 | No | Copper | Unknown | Records | 1941-09-26 | 0.75 | Copper | Records | No | Multi Family | Unknown | 1941-09-26 | 0.75 | Non-Lead
703 (Demolished) Washington St | Watertown | 13601 | No | Copper | No | Records | 2016-01-07 | 1 | [8 empty] | Demolished, 1" Copper Hot Main to C/S, Fed off of Flower Ave East
706 Washington St | Watertown | 13601 | No | Copper | Unknown | Records | 1941-09-24 | 0.75 | Copper | Records | No | Multi Family | Unknown | 1941-09-24 | 0.75 | Non-Lead
707 & 715 (Demolished) Washington St | Watertown | 13601 | No | Copper | Unknown | Records | 1932-09-26 | 0.75 | [8 empty] | Demolished,3/4 Copper Hot main to C/S
707-709 Washington St | Watertown | 13601 | No | Copper | Unknown | Records | 1932-10-14 | 0.75 | [8 empty] | Demolished, 3/4 Copper Hot main to c/s
710 Washington St | Watertown | 13601 | No | Copper | No | Records | 2010-05-10 | 2 | Copper | Records | No | Single Family | Unknown | 2010-05-10 | 2 | Non-Lead
714 Washington St | Watertown | 13601 | No | Copper | Unknown | Records | 1929-05-09 | 1 | Copper | Records | No | Other | Unknown | 1929-05-09 | 1 | Non-Lead
715 Washington St | Watertown | 13601 | No | Copper | Unknown | Records | 2016-01-07 | 1 | Copper | Records | No | Business | Unknown | 1922-09-15 | 1 | Non-Lead | Fed off of Flower Ave E, 703 service
716 & 716 Rear Washington St | Watertown | 13601 | No | Copper | Unknown |  | 1940-03-02 | 0.75 |  |  | No | Single Family | Unknown |  |  |  | Unknown inside Data
716 (Rear) Washington St | Watertown | 13601 | No | Copper | No | Records | 1985-07-18 | 0.75 | Copper | Records | No | Single Family | Unknown | 1985-07-18 | 0.75 | Non-Lead
716 Washington St | Watertown | 13601 | No | Copper | Unknown | Records | 1940-05-02 | 0.75 |  |  | No | Other | Unknown |  |  |  | Unknown inside Data
719 Washington St | Watertown | 13601 | No | Copper | Unknown | Records | 1928-08-28 | 1 | Copper | Records | No | Other | Unknown | 1928-08-28 | 1 | Non-Lead
720 Washington St | Watertown | 13601 | No | Copper | Unknown | Records | 1937-10-29 | 0.75 | Copper | Records | No | Single Family | Unknown | 1937-10-29 | 0.75 | Non-Lead
723 Washington St | Watertown | 13601 | No | Unknown | Unknown | Records | 1913-08-22 | 1 | Unknown | Records | Unknown | Other | Unknown | 1913-08-22 | 1 | Unknown | Unknown Data inside and City side, 6' Copper repair at curb stop
724 (Demolished) Washington St | Watertown | 13601 | No | Copper | No | Records | 1959-08-06 | 2 | [8 empty] | Demolished, 2" Copper Hot Main to C/S
724-726 (Demolished) Washington St | Watertown | 13601 | No | Copper | Unknown | Records | 1959-07-27 | 2 |  |  | No | [5 empty] | Demolished, 2" Copper Hot Main to C/S, Cut and peened inside of walk
727 Washington St | Watertown | 13601 | No | Copper | No | Records | 1991-10-04 | 1 | Copper | Records | No | Business | Unknown | 1991-10-04 | 1 | Non-Lead | Fed off of Park Ave ( old service to demolished house discontinued at main 6/30/1994
728 (Demolished) Washington St | Watertown | 13601 | No | Copper | Unknown | Records | 1940-05-03 | 0.75 | [8 empty] | Demolished, 3/4 Copper Hot Main to C/S
735 (Demolished) Washington St | Watertown | 13601 | No | Copper | Unknown | Records | 1961-05-22 | 0.75 | [8 empty] | Demolished, 3/4 Copper Hot Main to C/S
800 Washington St | Watertown | 13601 | No | Known Other | No | Records | 2016-11-07 | 8 | [8 empty] | 8" Tap on Main
802 Washington St | Watertown | 13601 | No | Copper | No | Records | 1929-06-22 | 1 | [8 empty] | Demolished, 1" Copper Hot Main to C/S
803 Washington St | Watertown | 13601 | No | Copper | Unknown | Records | 1926-10-28 | 1 | [8 empty] | Demolished, 1" Copper Hot Main to C/S
806 Washington St | Watertown | 13601 | No | Copper | Unknown | Records | 1929-07-02 | 1 | [8 empty] | Demolished, 1" Copper, Unknown Data
807 Washington St | Watertown | 13601 | No | Copper | Unknown | Records | 1953-02-26 | 0.75 | [8 empty] | Demolished 3/4 Copper Hot Main to C/S
810 Washington St | Watertown | 13601 | No | Copper | Unknown | Records | 1935-08-27 | 0.75 | [8 empty] | Demolished, Unknown termination point
811 Washington St | Watertown | 13601 | No | Copper | Unknown | Records | 1928-09-01 | 0.75 | [8 empty] | Demolished, 3/4 Copper Hot Main to C/S
815 Washington St | Watertown | 13601 | No | Copper | Unknown | Records | 1928-12-22 | 1 | [8 empty] | Demolished, 1"Copper Hot Main to C/S
821 Washington St | Watertown | 13601 | No | Copper | No | Records | 1957-09-10 | 1 | Copper | Records | No | Business | Unknown | 1957-09-10 | 1 | Non-Lead
825 Washington St | Watertown | 13601 | No | Copper | No | Records | 1957-09-10 | 1 | Copper | Records | No | Business | Unknown | 1957-09-10 | 1 | Non-Lead
830 Washington St | Watertown | 13601 | No | Copper | No | Records | 2009-04-16 | 2 | Copper | Records | No | Business | Unknown | 2009-04-16 | 2 | Non-Lead | Parking Garage fed off of Woodruff St
831 Washington St | Watertown | 13601 | No | Copper | Unknown | Records | 1999-11-15 | 1 | Copper | Records | No | Multi Family | Unknown | 1999-11-15 | 1 | Non-Lead | Fed off of Bowers Ave, Old Washington St service Discontinued 7/28/2009 at Main
837 Washington St | Watertown | 13601 | Unknown | Unknown | Unknown | Records |  |  | Unknown | Records | Unknown | Single Family | Unknown |  |  | Unknown | Service shut at C/S and has been fed from 839 since 5/1956
839 Washington St | Watertown | 13601 | No | Unknown | Unknown | Records | 1919-09-04 | 1 | Unknown | Records | Unknown | Single Family | Unknown |  | 1 | Unknown | Unknown Data inside and City side, Also feeds 837
843 Washington St | Watertown | 13601 | No | Copper | Unknown | Records | 1966-08-30 | 0.75 | Copper | Field Insp | No | Multi Family | Unknown | 1966-08-30 | 0.75 | Non-Lead
847 Washington St | Watertown | 13601 | No | Copper | Unknown | Records | 1929-10-03 | 0.75 | Copper | Records | No | Multi Family | Unknown | 1929-10-03 | 0.75 | Non-Lead
851 Washington St | Watertown | 13601 | No | Copper | Unknown | Records | 1955-06-22 | 0.75 | Copper | Records | No | Single Family | Unknown | 1955-06-22 | 0.75 | Non-Lead | Fed off of Haley St
901 Washington St | Watertown | 13601 | No | Copper | Unknown | Records | 1955-05-26 | 0.75 | Copper | Records | No | Single Family | Unknown | 1955-05-26 | 0.75 | Non-Lead | Fed off of Haley St
905 - 907 Washington St | Watertown | 13601 | No | Copper | Unknown | Records | 1940-10-08 | 0.75 | Copper | Records | No | Multi Family | Unknown | 1940-10-08 | 0.75 | Non-Lead
905-907 Washington St | Watertown | 13601 | No | Copper | Unknown | Records | 1940-10-08 | 0.75 | Copper | Records | No | Multi Family | Unknown | 1940-10-08 | 0.75 | Non-Lead
909 Washington St | Watertown | 13601 | No | Copper | Unknown | Records | 1947-10-17 | 0.75 | Copper | Records | No | Multi Family | Unknown | 1981-05-13 | 0.75 | Non-Lead
920 Washington St | Watertown | 13601 | No | Known Other | No | Records | 1951-08-14 | 6 | Known Other | Records | Unknown | Business | Unknown | 1951-08-14 | 6 | Non-Lead
940 Washington St | Watertown | 13601 | No | Known Other | No | Records | 1973-06-01 | 4 | Copper | Records | No | Multi Family | Unknown | 1973-06-01 | 1.5 | Non-Lead
Dry Hill Prison Washington St | Watertown | 13601 | No |  | No |  |  | 1 | [8 empty] | 1" Tap at WCF
Dry Hill US Army Station Outer Washington St Washington St | Watertown | 13601 | No | Known Other | Unknown | Records | 1950-09-18 | 4 | [8 empty] | 4" Cast Iron Main to Meter Pit
Lettiere Construction Company Washington St | Watertown | 13601 | No | Known Other | No | Records | 1973-05-22 | 8 | [8 empty] | 8" Stub
Opposite 1502 Washington St | Watertown | 13601 | No | Known Other | No | Records | 1980-01-07 | 8 | [8 empty] | 8" Fire service for 1511
Roswell Flower Monument Washington St | Watertown | 13601 | No | Copper | No | Records | 2003-08-06 | 0.75 | Copper | Records | No | Other | None | 2003-08-06 | 0.75 | Non-Lead
Temporary Trailer Service Washington St | Watertown | 13601 | No | Copper | No | Records | 1973-04-09 | 0.75 |  |  | No | Other | None |  |  |  | Unknown Termination point
Watertown Senior High School 1335 Washington St | Watertown | 13601 | No | Known Other | No | Records | 1949-05-27 | 6 | Known Other | Records | No | School Childcare | Unknown | 1949-05-27 | 6 | Non-Lead
1003 Water St | Watertown | 13601 | No | Copper | Unknown | Records | 1931-08-05 | 0.75 | Copper | Records | No | Single Family | Unknown | 1971-08-23 | 0.75 | Non-Lead
1015 Water St | Watertown | 13601 | No | Copper | No | Records | 1947-06-09 | 0.75 | Copper | Records | No | Business | Unknown | 1988-08-08 | 0.75 | Non-Lead
1025 Water St | Watertown | 13601 | No | Copper | No | Records | 1947-07-22 | 0.75 | Copper | Records | No | Business | Unknown | 1988-07-06 | 0.75 | Non-Lead
1039 Water St | Watertown | 13601 | No | Copper | No | Records | 1947-07-22 | 0.75 | Copper | Records | No | Business | Unknown | 1947-07-22 | 0.75 | Non-Lead
1100 Water St | Watertown | 13601 | No | Copper | No | Records | 1960-09-07 | 1 | Copper | Records | No | Business | Unknown | 1960-09-07 | 1 | Non-Lead
1109 Water St | Watertown | 13601 | No | Copper | No | Records | 1988-08-16 | 1 | Copper | Records | No | Business | Unknown | 1988-08-16 | 1 | Non-Lead
1112 Water St | Watertown | 13601 | No | Copper | No | Records | 1948-12-01 | 0.75 | Copper | Records | No | Business | Unknown | 2005-05-27 | 0.75 | Non-Lead
1130 Water St | Watertown | 13601 | No | Copper | No | Records | 1948-12-01 | 0.75 | Copper | Records | No | Business | Unknown | 1948-12-01 | 0.75 | Non-Lead
1141 Water St | Watertown | 13601 | Unknown | Copper | Unknown | Field Insp |  | 0.75 | Copper | Field Insp | No | Single Family | Unknown |  | 0.75 | Non-Lead | Unknown Data inside and City side
1159 Water St | Watertown | 13601 | No | Copper | No | Records | 1928-12-07 | 0.75 | Copper | Records | No | Single Family | Unknown | 1928-12-06 | 0.75 | Non-Lead
1163 Water St | Watertown | 13601 | No | Copper | No | Records | 1928-12-03 | 0.75 | Copper | Records | No | Single Family | Unknown | 1928-12-03 | 0.75 | Non-Lead
1170 - 1172 Water St | Watertown | 13601 | No | Copper | No | Records | 1940-08-26 | 1 | Copper | Records | No | Business | Unknown | 1940-08-26 | 1 | Non-Lead | Fed off of Eastern Blvd
1170-1172 Water St | Watertown | 13601 | No | Copper | No | Records | 1940-08-26 | 1 | Copper | Records | No | Business | Unknown | 1940-08-26 | 1 | Non-Lead
1171 Water St | Watertown | 13601 | No | Copper | No | Records | 1952-07-03 | 0.75 | [8 empty] | Demolished, 3/4 Copper Hot Main to C/S
1175 Water St | Watertown | 13601 | No | Copper | No | Records | 2010-08-02 | 1 | Copper | Records | No | Single Family | Unknown | 2010-08-02 | 1 | Non-Lead
1176 Water St | Watertown | 13601 | No | Copper | Unknown | Records | 1927-09-16 | 0.75 | Copper | Records | No |  | Unknown | 1927-09-17 | 0.75 | Non-Lead | Unknown Data, Pamelia Water Dist.
1185 Water St | Watertown | 13601 | No | Copper | No | Records | 1940-06-01 | 0.75 | Copper | Records | No | Business | Unknown | 1940-06-01 | 0.75 | Non-Lead
504 Water St | Watertown | 13601 | No | Copper | No | Records | 1936-09-14 | 0.75 | [8 empty] | Unknown termination point
513 Water St | Watertown | 13601 | No | Copper | Unknown | Records | 1936-07-21 | 0.75 | [8 empty] | Demolished, Unknown Termination point
517 Water St | Watertown | 13601 | No | Copper | Unknown | Records | 1936-04-23 | 0.75 | Copper | Records | No | Single Family | Unknown | 1936-08-28 | 0.75 | Non-Lead
518 Water St | Watertown | 13601 | No | Copper | No | Records | 1936-08-27 | 1 | [8 empty] | Demolished, Discontinued at Main 4/26/1995
519 Water St | Watertown | 13601 | No | Copper | Unknown | Records | 1936-08-28 | 0.75 | [8 empty] | Demolished, Unknown Termination point
521 - 523 Water St | Watertown | 13601 | No | Copper | Unknown | Records | 1936-08-28 | 0.75 | Copper | Records | No | Multi Family | Unknown | 1997-05-22 | 0.75 | Non-Lead
522 Water St | Watertown | 13601 | No | Copper | Unknown | Records | 1957-06-03 | 2 | [8 empty] | Discontinued
525 Water St | Watertown | 13601 | No | Copper | Unknown | Records | 1936-08-28 | 0.75 | Copper | Records | No | Single Family | Unknown | 1995-01-23 | 0.75 | Non-Lead
527 Water St | Watertown | 13601 | No | Copper | Unknown | Records | 1936-08-28 | 0.75 | [8 empty] | Demolished, 3/4 Copper Unknown termination point
539 Water St | Watertown | 13601 | No | Copper | Unknown | Records | 1936-04-23 | 0.75 | Copper | Records | No | Single Family | Unknown | 1936-04-23 | 0.75 | Non-Lead | Fed from 541 Water St
541 Water St | Watertown | 13601 | No | Copper | Unknown | Records | 1936-04-23 | 0.75 | Copper | Records | No | Multi Family | Unknown | 1936-04-23 | 0.75 | Non-Lead
545 Water St | Watertown | 13601 | No | Copper | Unknown | Records | 1992-07-01 | 1 | Copper | Records | No | Other | Unknown | 1993-11-10 | 1 | Non-Lead
549 Opposite Water St | Watertown | 13601 | No | Copper | No | Records | 1992-07-01 | 1 | [8 empty] | 1" Copper stubbed for future use
549 Water St | Watertown | 13601 | No | Copper | Unknown | Records | 1992-07-01 | 1 | [8 empty] | 1" Copper stubbed for future use
563-565 Water St | Watertown | 13601 | No | Copper | Unknown | Records | 1936-08-06 | 0.75 | [8 empty] | Vacant lot Unknown if new Main was tapped
582 Water St | Watertown | 13601 | No | Copper | Unknown | Records | 1936-07-30 | 0.75 | [8 empty] | Demolished, Unknown termination point
585 Water St | Watertown | 13601 | No | Copper | Unknown | Records | 1992-07-01 | 1 | Copper | Records | No | Single Family | Unknown | 1936-06-24 | 0.75 | Non-Lead
600 - 602 Water St | Watertown | 13601 | No | Copper | Unknown | Records | 1992-07-01 | 1 | Copper | Records | No | Multi Family | Unknown | 1934-05-11 | 0.75 | Non-Lead
600-602 Water St | Watertown | 13601 | No | Copper | Unknown | Records | 1992-07-01 | 1 | Copper | Records | No | Multi Family | Unknown | 1934-05-11 | 0.75 | Non-Lead
606 Water St | Watertown | 13601 | No | Copper | Unknown | Records | 1992-07-01 | 1 | Copper | Records | No | Single Family | Unknown | 1930-08-29 | 1 | Non-Lead
608 Water St | Watertown | 13601 | No | Copper | Unknown | Records | 1992-07-01 | 1 | Copper | Records | No | Multi Family | Unknown | 1930-08-29 | 1 | Non-Lead
610 - 612 Water St | Watertown | 13601 | No | Copper | Unknown | Records | 1992-07-01 | 1 | Copper | Records | No | Multi Family | Unknown | 1930-08-19 | 0.75 | Non-Lead
610-612 Water St | Watertown | 13601 | No | Copper | Unknown | Records | 1992-07-01 | 1 | Copper | Records | No | Multi Family | Unknown | 1930-08-16 | 0.75 | Non-Lead
616 Water St | Watertown | 13601 | No | Copper | Unknown | Records | 1992-07-01 | 1 | Copper | Records | No | Multi Family | Unknown | 1992-09-25 | 1 | Non-Lead
618 (Opposite) Water St | Watertown | 13601 | No | Copper | No | Records | 1992-07-01 | 1 | [8 empty] | 1" Copper stubbed for Future use
618 Opposite Water St | Watertown | 13601 | No | Copper | Unknown | Records | 1992-07-01 | 1 | [8 empty] | 1" Copper stubbed for future use
618 Water St | Watertown | 13601 | No | Copper | Unknown | Records | 1992-07-01 | 1 | Copper | Records | No | Multi Family | Unknown | 1992-10-01 | 1 | Non-Lead
632 Water St | Watertown | 13601 | No | Copper | No | Records | 1992-07-01 | 1 | Copper | Records | No | Business | Unknown | 1966-03-15 | 1 | Non-Lead
640 - 642 Water St | Watertown | 13601 | No | Copper | Unknown | Records | 1992-07-01 | 1 | Copper | Records | No | Multi Family | Unknown | 1936-05-28 | 0.75 | Non-Lead
640-642 Water St | Watertown | 13601 | No | Copper | Unknown | Records | 1992-07-01 | 1 | Copper | Records | No | Multi Family | Unknown | 1936-05-28 | 0.75 | Non-Lead
644 Water St | Watertown | 13601 | No | Copper | Unknown | Records | 1992-07-01 | 1 | Copper | Records | No | Single Family | Unknown | 1928-05-02 | 0.75 | Non-Lead
648 Water St | Watertown | 13601 | No | Copper | Unknown | Records | 1992-07-01 | 1 | Copper | Records | No | Single Family | Unknown | 1993-08-10 | 1 | Non-Lead
654 Water St | Watertown | 13601 | No | Copper | Unknown | Records | 1992-07-01 | 1 | Copper | Records | No | Single Family | Unknown | 1948-08-27 | 0.75 | Non-Lead
664 - 666 Water St | Watertown | 13601 | No | Copper | Unknown | Records | 1992-07-01 | 1 | Copper | Records | No | Multi Family | Unknown | 1992-08-31 | 1 | Non-Lead
664-666 Water St | Watertown | 13601 | No | Copper | Unknown | Records | 1992-07-01 | 1 | Copper | Records | No | Multi Family | Unknown | 1992-08-31 | 1 | Non-Lead
672 Water St | Watertown | 13601 | No | Copper | Unknown | Records | 1992-07-01 | 1 | Unknown |  | No | Single Family | Unknown |  | 0.75 | Unknown | Unknown inside Data
701 Water St | Watertown | 13601 | No | Copper | Unknown | Records | 1992-07-01 | 1 | Copper | Records | No | Single Family | Unknown | 1970-08-28 | 0.75 | Non-Lead
703 Water St | Watertown | 13601 | No | Copper | Unknown | Records | 1992-07-01 | 1 | Copper | Records | No | Single Family | Unknown | 1936-05-15 | 0.75 | Non-Lead
707 Water St | Watertown | 13601 | No | Copper | Unknown | Records | 1992-07-01 | 1 | Unknown |  | No | Single Family | Unknown |  | 0.75 | Unknown | Unknown inside Data
717 Water St | Watertown | 13601 | No | Copper | Unknown | Records | 1992-07-01 | 1 | Copper | Records | No | Single Family | Unknown | 1931-04-29 | 0.75 | Non-Lead
725 - 727 Water St | Watertown | 13601 | No | Copper | Unknown | Records | 1992-07-01 | 1 | Copper | Records | No | Multi Family | Unknown | 1936-04-23 | 0.75 | Non-Lead
725-727 Water St | Watertown | 13601 | No | Copper | Unknown | Records | 1992-07-01 | 1 | Copper | Records | No | Multi Family | Unknown | 1936-04-23 | 0.75 | Non-Lead
729 Water St | Watertown | 13601 | No | Copper | Unknown | Records | 1992-07-01 | 1 | Copper | Records | No | Single Family | Unknown | 1936-04-21 | 0.75 | Non-Lead
733 Water St | Watertown | 13601 | No | Copper | Unknown | Records | 1992-07-01 | 1 | Copper | Records | No | Single Family | Unknown | 1936-04-21 | 0.75 | Non-Lead
736 Water St | Watertown | 13601 | No | Copper | Unknown | Records | 1992-07-01 | 1 | Copper | Records | No | Business | Unknown | 1947-07-02 | 1 | Non-Lead
737 Water St | Watertown | 13601 | No | Copper | No | Records | 1992-07-01 | 1 | [8 empty] | 1" Copper Stubbed for future use, Hot main to C/S
740 Water St | Watertown | 13601 | No | Known Other | No | Records | 1992-07-01 | 6 | Known Other | Records | No | Business | Unknown | 1932-12-03 | 6 | Non-Lead
805 Water St | Watertown | 13601 | No | Copper | Unknown | Records | 1992-07-01 | 1 | Unknown |  | No | Single Family | Unknown |  | 0.75 | Unknown | Unknown inside Data
811 Water St | Watertown | 13601 | No | Copper | Unknown | Records | 1992-07-01 | 1 | Copper | Records | No | Single Family | Unknown | 2010-07-07 | 1 | Non-Lead
819 Water St | Watertown | 13601 | No | Copper | Unknown | Records | 1992-07-01 | 1 | Unknown |  | No | Single Family | Unknown |  | 0.75 | Unknown
823 Water St | Watertown | 13601 | No | Copper | Unknown | Records | 1992-07-01 | 1 | Copper | Records | No | Single Family | Unknown | 1988-01-08 | 0.75 | Non-Lead
829 Water St | Watertown | 13601 | No | Copper | Unknown | Records | 1992-07-01 | 1 | Unknown |  | No | Single Family | Unknown |  | 0.75 | Unknown | Unknown inside Data
835 Water St | Watertown | 13601 | No | Copper | Unknown | Records | 1992-07-01 | 1 | Copper | Records | No | Single Family | Unknown | 1970-04-29 | 0.75 | Non-Lead
843 Water St | Watertown | 13601 | No | Copper | Unknown | Records | 1992-07-01 | 1 | Copper | Records | No | Single Family | Unknown | 2001-07-26 | 1 | Non-Lead
851 Water St | Watertown | 13601 | No | Copper | Unknown | Records | 1992-07-01 | 1 | Copper | Records | No | Single Family | Unknown | 1993-06-14 | 1 | Non-Lead
857 Water St | Watertown | 13601 | No | Copper | Unknown | Records | 1992-07-01 | 1 | Copper | Records | No | Single Family | Unknown | 1993-01-05 | 0.75 | Non-Lead
861 Water St | Watertown | 13601 | No | Copper | Unknown | Records | 1992-07-01 | 1 | Unknown |  | No | Single Family | Unknown |  | 0.75 | Unknown | Unknown Inside Data
903 Water St | Watertown | 13601 | No | Copper | Unknown | Records | 1992-07-01 | 1 | Unknown |  | No | Multi Family | Unknown |  | 0.75 | Unknown | Unknown Inside Data
906 Water St | Watertown | 13601 | No | Copper | Unknown | Records | 1992-07-01 | 1 | Copper | Records | No | Single Family | Unknown | 1985-04-17 | 0.75 | Non-Lead
907 Water St | Watertown | 13601 | No | Copper | Unknown | Records | 1992-07-01 | 1 | Unknown | Records | No | Single Family | Unknown | 1925-05-11 | 1 | Unknown | Unknown Inside Data
910 Water St | Watertown | 13601 | No | Copper | No | Records | 1992-07-01 | 1 | [8 empty] | 1" Copper Hot Main to C/S for future use
911 Water St | Watertown | 13601 | No | Copper | Unknown | Records | 1992-07-01 | 1 | Copper | Records | No | Single Family | Unknown | 2015-12-08 | 1 | Non-Lead
914 Water St | Watertown | 13601 | No | Copper | No | Records | 1992-07-01 | 1 | Copper | Records | No | Business | Unknown | 1956-06-14 | 0.75 | Non-Lead
914-918 Water St | Watertown | 13601 | No | Copper | No | Records | 1992-07-01 | 1 | Copper | Records | No | Business | Unknown | 1956-06-14 | 0.75 | Non-Lead
938 Water St | Watertown | 13601 | No | Copper | No | Records | 1992-07-01 | 1 | Copper | Records | No | Business | Unknown | 1960-02-16 | 1 | Non-Lead | 6" Fire service 3/11/1985
941 - 943 Water St | Watertown | 13601 | No | Copper | Unknown | Records | 1992-07-01 | 1 | Copper | Records | No | Multi Family | Unknown | 1933-12-16 | 0.75 | Non-Lead
941-943 Water St | Watertown | 13601 | No | Copper | Unknown | Records | 1992-07-01 | 1 | Copper | Records | No | Multi Family | Unknown | 1933-12-16 | 0.75 | Non-Lead
End of 10 inch Main Water St | Watertown | 13601 | No | Known Other | No | Records |  | 10 | Known Other | Records | No |  |  | 1954-03-07 | 8 | Non-Lead
Municipal Power Plant Water St | Watertown | 13601 | Unknown | Galvanized | Unknown | Records | 1927-10-16 | 1.5 | [8 empty] | Discontinued 8/18/1931, Fed off of Marble St now
Oak Ave Houses Water St | Watertown | 13601 | No | Copper | No | Records | 1992-07-01 | 1 | [8 empty] | 2 x 1" Copper stubs for future use
Service to City Dump Water St | Watertown | 13601 | No | Copper | No | Records | 1985-07-29 | 1 | [8 empty] | Discontinued 10/23/1990
Vacant Lot (West of 906) Water St | Watertown | 13601 | No | Copper | No | Records | 1992-07-01 | 1 | [8 empty] | 1" Copper stubbed for future use, Hot main to c/s
Vacant Lot Opposite 938 Water St | Watertown | 13601 | No | Copper | No | Records | 1992-07-01 | 1 | [8 empty] | 1" Copper stubbed for future use, Hot main to c/s
Vacant Lots (Between 911 and 941) Water St | Watertown | 13601 | No | Copper | No | Records | 1992-07-01 | 1 | [8 empty] | 7 x 1" Copper stubbed for future use, Hot main to c/s
Vacant Lots (East of 938) Water St | Watertown | 13601 | No | Copper | No | Records | 1992-07-01 | 1 | [8 empty] | 2 x 1" Copper stubs for future use, Hot main to c/s
Washrack Landfill Water St | Watertown | 13601 | No | Galvanized | No | Records | 1947-06-18 | 2 | [8 empty] | Discontinued 10/23/1990
1011 Waterman Dr | Watertown | 13601 | No | Copper | No | Records | 2004-10-19 | 1 | Copper | Records | No | Business | Unknown | 2004-10-01 | 1 | Non-Lead
875 Waterman Dr | Watertown | 13601 | No | Copper | No | Records | 2009-11-10 | 2 | Copper | Records | No | Business | Unknown | 2009-11-10 | 2 | Non-Lead
981 Waterman Dr | Watertown | 13601 | No | Copper | No | Records | 1998-07-22 | 1.5 | Copper | Records | No | Business | Unknown | 1998-07-22 | 1.5 | Non-Lead
997 Waterman Dr | Watertown | 13601 | No | Copper | No | Records | 2003-06-30 | 1 | Copper | Records | No | Business | Unknown | 2003-06-26 | 1 | Non-Lead
199 Wealtha Ave | Watertown | 13601 | No | Copper | No | Records | 1978-08-16 | 1 | Copper | Records | No | Business | Unknown | 1978-08-16 | 1 | Non-Lead | Unknown inside Data
200 Wealtha Ave | Watertown | 13601 | No | Copper | No | Records | 1999-09-14 | 1 | Copper | Records | No | Single Family | Unknown | 1999-09-14 | 1 | Non-Lead
204 Wealtha Ave | Watertown | 13601 | No | Copper | Unknown | Records | 1989-04-06 | 0.75 |  |  | No | Single Family | Unknown |  | 0.75 |  | Unknown inside Data
206 Wealtha Ave | Watertown | 13601 | No | Copper | No | Records | 2006-05-02 | 1 | Copper | Records | No | Single Family | Unknown | 2006-05-02 | 1 | Non-Lead
207 Wealtha Ave | Watertown | 13601 | No | Copper | No | Records | 1987-06-01 | 0.75 | Copper | Records | No | Other | Unknown | 1987-06-01 | 0.75 | Non-Lead
212 Wealtha Ave | Watertown | 13601 | No | Copper | No | Records | 1996-04-09 | 0.75 | Copper | Records | No | Single Family | Unknown | 1996-04-09 | 0.75 | Non-Lead
215 Wealtha Ave | Watertown | 13601 | No | Copper | No | Records | 1979-06-01 | 1 | Copper | Records | No | Single Family | Unknown | 2014-07-29 | 0.75 | Non-Lead
221 Wealtha Ave | Watertown | 13601 | No | Copper | No | Records | 1989-04-06 | 0.75 | Copper | Records | No | Single Family | Unknown | 1977-12-06 | 0.75 | Non-Lead
222 Wealtha Ave | Watertown | 13601 | No | Copper | No | Records | 1989-04-20 | 0.75 | Copper | Records | No | Single Family | Unknown | 1989-04-20 | 0.75 | Non-Lead
223 Wealtha Ave | Watertown | 13601 | No | Copper | Unknown | Records | 1989-04-06 | 0.75 |  |  | No | Single Family | Unknown |  |  |  | Unknown inside Data
230 Wealtha Ave | Watertown | 13601 | No | Copper | No | Records | 2005-12-01 | 1 | Copper | Records | No | Single Family | Unknown | 2005-12-01 | 1 | Non-Lead
240 Wealtha Ave | Watertown | 13601 | No | Copper | No | Records | 2006-11-09 | 0.75 | Copper | Records | No | Single Family | Unknown | 2006-11-09 | 0.75 | Non-Lead
243 Wealtha Ave | Watertown | 13601 | No | Copper | No | Records | 1977-12-06 | 0.75 | Copper | Records | No | Single Family | Unknown | 1977-12-06 | 0.75 | Non-Lead
250 Wealtha Ave | Watertown | 13601 | No | Copper | No | Records | 2007-09-25 | 0.75 | Copper | Records | No | Single Family | Unknown | 2007-09-26 | 0.75 | Non-Lead
257 Wealtha Ave | Watertown | 13601 | No | Copper | No | Records | 1989-04-20 | 0.75 | Copper | Records | No | Single Family | Unknown | 1989-04-20 | 0.75 | Non-Lead
261 Wealtha Ave | Watertown | 13601 | No | Copper | No | Records | 1989-06-01 | 0.75 | Copper | Records | No | Single Family | Unknown | 1989-06-01 | 0.75 | Non-Lead
274 Wealtha Ave | Watertown | 13601 | No | Copper | No | Records | 1977-12-06 | 0.75 | Unknown |  | No | Single Family | Unknown | 1965-06-01 | 0.75 | Unknown | Unknown inside Data
275 Wealtha Ave | Watertown | 13601 | No | Copper | Unknown | Records | 1989-04-20 | 0.75 | Copper | Records | No | Multi Family | Unknown | 1989-04-20 | 0.75 | Non-Lead
286 - 288 Wealtha Ave | Watertown | 13601 | No | Copper | Unknown | Records | 1977-12-06 | 0.75 | Copper | Records | No | Multi Family | Unknown | 2001-10-16 | 1 | Non-Lead
286-288 Wealtha Ave | Watertown | 13601 | No | Copper | Unknown | Records | 1977-12-06 | 0.75 | Copper | Records | No | Multi Family | Unknown | 2001-10-16 | 1 | Non-Lead
Palmer Ave 201 Wealtha Ave | Watertown | 13601 | No | Copper | No | Records | 2001-06-01 | 1 | Copper | Records | No | Single Family | Unknown | 2001-06-18 | 1 | Non-Lead | Fed off of Palmer St
522 Weldon Dr | Watertown | 13601 | No | Copper | No | Records | 1991-04-16 | 2 | Copper | Records | No | Multi Family | Unknown | 1991-04-16 | 2 | Non-Lead
537 Weldon Dr | Watertown | 13601 | No | Copper | No | Records | 1987-06-01 | 1 | Copper | Records | No | Multi Family | Unknown | 1987-06-01 | 1 | Non-Lead
543 Weldon Dr | Watertown | 13601 | No | Copper | No | Records | 1987-06-01 | 1 | Copper | Records | No | Multi Family | Unknown | 1987-06-01 | 1 | Non-Lead
553 Weldon Dr | Watertown | 13601 | No | Copper | No | Records | 1987-06-01 | 1 | Copper | Records | No | Multi Family | Unknown | 1987-06-01 | 1 | Non-Lead
557 Weldon Dr | Watertown | 13601 | No | Copper | No | Records | 1987-06-01 | 1 | Copper | Records | No | Multi Family | Unknown | 1987-06-01 | 1 | Non-Lead
591 Weldon Dr | Watertown | 13601 | No | Copper | No | Records | 1972-10-10 | 2 | Copper | Records | No | Multi Family | Unknown | 1972-10-10 | 2 | Non-Lead
Flower Ave W 435 Weldon Dr | Watertown | 13601 | No | Known Other | No | Records | 2001-03-20 | 4 | Known Other | Records | No |  | Unknown | 2001-03-20 | 4 | Non-Lead
508 West St | Watertown | 13601 | No | Galvanized | Unknown | Records |  | 2 |  |  | Unknown | Single Family | Unknown |  |  |  | 2" Galvanized private line Unknown inside Data
514 West St | Watertown | 13601 | No | Galvanized | Unknown | Records |  | 2 |  |  | Unknown | Single Family | Unknown |  |  |  | 2" Galvanized private line, Unknown inside Data
517 West St | Watertown | 13601 | No | Galvanized | Unknown | Records |  | 2 |  |  | Unknown |  |  |  | 1 |  | 2" Galvanized private line, Unknown Data
518 West St | Watertown | 13601 | No | Galvanized | No | Records |  | 2 |  |  | Unknown | Single Family | Unknown |  |  |  | 2" Galvanized private line, Unknown inside Data
529 West St | Watertown | 13601 | No | Galvanized | Unknown | Records |  | 2 | Galvanized |  | No | Single Family | Unknown |  | 0.75 | GSLRR | 2" Galvanized private line, Unknown Data
532 West St | Watertown | 13601 | No | Galvanized | Unknown | Records |  | 2 | [8 empty] | 2" Galvanized private line, Unknown Data
545 West St | Watertown | 13601 | No | Galvanized | Unknown | Records |  | 2 | Unknown |  | No | Single Family | Unknown |  |  | Unknown | 2" Galvanized private line, Unknown Data
Repairs to 2 inch Galv West St | Watertown | 13601 | No | Galvanized | Unknown | Records |  | 2 | [8 empty] | Repaired and installed 1" Copper blow off at end of line
342 Wight Dr | Watertown | 13601 | No | Copper | No | Records | 1953-10-02 | 1 | Unknown |  | No | Single Family | Unknown | 1953-10-01 | 1 | Unknown | Unknown inside Data
356 Wight Dr | Watertown | 13601 | No | Copper | No | Records | 1955-10-27 | 0.75 | Copper | Records | No | Single Family | Unknown | 1955-10-27 | 0.75 | Non-Lead
362 Wight Dr | Watertown | 13601 | No | Copper | No | Records | 1955-06-27 | 0.75 | Copper | Records | No | Single Family | Unknown | 1955-06-27 | 0.75 | Non-Lead
370 Wight Dr | Watertown | 13601 | No | Copper | No | Records | 1955-08-17 | 0.75 | Copper | Records | No | Single Family | Unknown | 1955-08-17 | 0.75 | Non-Lead
111-115 William St | Watertown | 13601 | No | Copper | Unknown | Records | 1930-11-11 | 1 | [8 empty] | Demolished, Unknown termination point
114-116 William St | Watertown | 13601 | No | Copper | Unknown | Records | 1938-07-21 | 1 | [8 empty] | Demolished, Unknown termination point
117-119 William St | Watertown | 13601 | No | Copper | Unknown | Records | 1938-07-11 | 0.75 | Copper | Records | No | Multi Family | Unknown | 1938-07-18 | 0.75 | Non-Lead
120-122 William St | Watertown | 13601 | No | Copper | Unknown | Records | 1938-07-21 | 0.75 | Copper | Records | No | Multi Family | Unknown | 1969-11-17 | 0.75 | Non-Lead
121-127 William St | Watertown | 13601 | No | Copper | Unknown | Records | 1938-07-21 | 0.75 | Galvanized | Records | No | Multi Family | Unknown | 1909-05-14 | 0.75 | GSLRR | Galvanized inside
131 William St | Watertown | 13601 | No | Copper | Unknown | Records | 1935-04-11 | 0.75 |  |  | No | Multi Family | Unknown |  |  |  | Unknown inside Data
132-134 William St | Watertown | 13601 | No | Copper | Unknown | Records | 1938-07-12 | 0.75 | Copper | Records | No | Multi Family | Unknown | 1938-07-12 | 0.75 | Non-Lead
137-139 William St | Watertown | 13601 | No | Copper | Unknown | Records | 1928-11-08 | 1 | Copper | Records | No | Multi Family | Unknown | 1946-08-28 | 1 | Non-Lead
138 William St | Watertown | 13601 | No | Copper | Unknown | Records | 1938-07-12 | 0.75 | Copper | Records | No | Multi Family | Unknown | 1938-07-12 | 0.75 | Non-Lead
144 William St | Watertown | 13601 | No | Copper | Unknown | Records | 1929-09-16 | 0.75 | Copper | Records | No | Single Family | Unknown | 1929-09-16 | 0.75 | Non-Lead
200 William St | Watertown | 13601 | No | Copper | Unknown | Records | 1938-07-08 | 0.75 | Copper | Records | No | Multi Family | Unknown | 1938-07-08 | 0.75 | Non-Lead
203 William St | Watertown | 13601 | No | Copper | Unknown | Records | 1938-07-26 | 0.75 | Copper | Records | No | Single Family | Unknown | 1938-07-09 | 0.75 | Non-Lead
204-206 William St | Watertown | 13601 | No | Copper | Unknown | Records | 1938-07-11 | 0.75 | Copper | Records | No | Multi Family | Unknown | 1938-07-11 | 0.75 | Non-Lead
208 William St | Watertown | 13601 | No | Copper | Unknown | Records | 1938-07-11 | 0.75 | Copper | Records | No | Multi Family | Unknown | 1938-07-11 | 0.75 | Non-Lead
209 William St | Watertown | 13601 | No | Copper | Unknown | Records | 1938-07-26 | 0.75 | Copper | Records | No | Multi Family | Unknown | 2005-03-15 | 1 | Non-Lead
210-212 William St | Watertown | 13601 | No | Copper | Unknown | Records | 1938-07-11 | 0.75 | Copper | Records | No | Multi Family | Unknown | 1938-07-11 | 0.75 | Non-Lead
211-213 William St | Watertown | 13601 | No | Copper | Unknown | Records | 1938-07-26 | 0.75 | Copper | Records | No | Multi Family | Unknown | 2005-03-15 | 1 | Non-Lead | Fed from 209, Unknown House to House
212 William St | Watertown | 13601 | No | Copper | Unknown | Records | 1938-07-15 | 0.75 | Copper | Records | No | Single Family | Unknown | 1938-07-15 | 0.75 | Non-Lead
215 William St | Watertown | 13601 | No | Copper | Unknown | Records | 1938-07-21 | 0.75 | Copper | Records | No | Multi Family | Unknown | 1938-07-07 | 0.75 | Non-Lead
218-220 William St | Watertown | 13601 | No | Copper | Unknown | Records | 1938-07-08 | 0.75 | Copper | Records | No | Multi Family | Unknown | 1938-07-08 | 0.75 | Non-Lead
221 William St | Watertown | 13601 | No | Copper | Unknown | Records | 1934-10-25 | 0.75 | Copper | Records | No | Single Family | Unknown | 1934-10-25 | 0.75 | Non-Lead
224 William St | Watertown | 13601 | No | Copper | Unknown | Records | 1929-04-16 | 1 | Copper | Records | No | Multi Family | Unknown | 1929-04-16 | 1 | Non-Lead
225 William St | Watertown | 13601 | No | Copper | Unknown | Records | 1927-09-30 | 1 | Copper | Records | No | Multi Family | Unknown | 1927-09-30 | 1 | Non-Lead
303 William St | Watertown | 13601 | No | Copper | Unknown | Records | 1969-08-20 | 0.75 |  |  | No | Multi Family | Unknown |  | 0.75 |  | Unknown inside Data
307 William St | Watertown | 13601 | No | Copper | Unknown | Records | 2007-10-15 | 1 | Copper | Records | No | Single Family | Unknown | 2007-10-16 | 1 | Non-Lead
310 William St | Watertown | 13601 | No | Copper | Unknown | Records | 1935-03-21 | 0.75 | Copper | Records | No | Single Family | Unknown | 1972-06-15 | 0.75 | Non-Lead
311-313 William St | Watertown | 13601 | No | Copper | Unknown | Records | 2003-10-16 | 1 | Copper | Records | No | Multi Family | Unknown | 2003-10-16 | 1 | Non-Lead
312-314 William St | Watertown | 13601 | No | Copper | Unknown | Records | 1968-09-10 | 0.75 | Copper | Records | No | Multi Family | Unknown | 1968-09-10 | 0.75 | Non-Lead
316-318 William St | Watertown | 13601 | No | Copper | Unknown | Records | 1940-09-18 | 0.75 | Copper | Records | No | Multi Family | Unknown | 1940-09-18 | 0.75 | Non-Lead
319-321 William St | Watertown | 13601 | No | Copper | Unknown | Records | 1967-05-02 | 0.75 | Copper | Records | No | Multi Family | Unknown | 1967-05-02 | 0.75 | Non-Lead
320 William St | Watertown | 13601 | No | Copper | Unknown | Records | 1963-05-09 | 0.75 | Copper | Records | No | Multi Family | Unknown | 1963-05-09 | 0.75 | Non-Lead
323 William St | Watertown | 13601 | No | Copper | Unknown | Records | 1927-11-08 | 0.75 | Copper | Records | No | Multi Family | Unknown | 1927-11-08 | 0.75 | Non-Lead
326 William St | Watertown | 13601 | No | Copper | Unknown | Records | 2012-07-25 | 0.75 | Copper | Records | No | Single Family | Unknown | 2012-07-25 | 0.75 | Non-Lead
329-331 William St | Watertown | 13601 | No | Copper | Unknown | Records | 1975-09-16 | 0.75 | Copper | Records | No | Multi Family | Unknown | 1975-09-16 | 0.75 | Non-Lead
335 William St | Watertown | 13601 | No | Copper | Unknown | Records | 1926-08-26 | 1 | Copper | Records | No | Single Family | Unknown | 1926-08-26 | 1 | Non-Lead
339 William St | Watertown | 13601 | No | Copper | Unknown | Records | 1969-01-09 | 0.75 | Copper | Records | No | Single Family | Unknown | 1969-01-09 | 0.75 | Non-Lead
120 Willow St | Watertown | 13601 | No | Copper | Unknown | Records | 1941-04-17 | 0.75 | [8 empty] | Demolished, 3/4 Copper Hot main to c/s
124 Willow St | Watertown | 13601 | No | Copper | Unknown | Records | 1951-03-29 | 0.75 | Copper | Records | No | Single Family | Unknown | 1951-03-29 | 0.75 | Non-Lead
132 Willow St | Watertown | 13601 | No | Copper | Unknown | Records | 1928-04-26 | 0.75 | [8 empty] | Demolished, Unknown termination point
135 Willow St | Watertown | 13601 | No | Copper | No | Records | 1940-04-29 | 0.75 | [8 empty] | Unknown Address
136 Willow St | Watertown | 13601 | No | Copper | Unknown | Records | 1938-06-20 | 0.75 | Copper | Records | No | Single Family | Unknown | 1971-05-20 | 0.75 | Non-Lead
140 Willow St | Watertown | 13601 | No | Copper | Unknown | Records | 1951-11-13 | 0.75 | Copper | Records | No | Single Family | Unknown | 1951-11-13 | 0.75 | Non-Lead
146 Willow St | Watertown | 13601 | No | Copper | Unknown | Records | 1953-10-15 | 0.75 |  |  | No | Single Family | Unknown |  |  |  | Unknown inside Data
149 Willow St | Watertown | 13601 | No | Copper | Unknown | Records | 1952-05-20 | 0.75 | Copper | Records | No | Single Family | Unknown | 1952-05-20 | 0.75 | Non-Lead
154 Willow St | Watertown | 13601 | No | Copper | Unknown | Records | 1995-01-09 | 0.75 | Copper | Records | No | Single Family | Unknown | 1995-01-09 | 0.75 | Non-Lead
157 Willow St | Watertown | 13601 | No | Copper | Unknown | Records | 1952-05-18 | 0.75 | Unknown | Records | No | Multi Family | Unknown | 1898-09-17 | 0.75 | Unknown | Unknown inside Data
158 Willow St | Watertown | 13601 | No | Copper | Unknown | Records | 1960-06-09 | 0.75 | [8 empty] | Demolished, Unknown termination point
200 Willow St | Watertown | 13601 | No | Copper | No | Records | 1970-05-26 | 1 | Copper | Records | No | Business | Unknown | 1970-05-26 | 1 | Non-Lead
110 Winslow St | Watertown | 13601 | No | Copper | Unknown | Records | 2024-06-01 | 1 | Copper | Records | No | Multi Family | Unknown | 1963-10-24 | 1 | Non-Lead
116 Winslow St | Watertown | 13601 | No | Copper | Unknown | Records | 2024-06-01 | 1 | Copper | Records | No | Multi Family | Unknown | 1927-09-27 | 0.75 | Non-Lead
122 Winslow St | Watertown | 13601 | No | Copper | Unknown | Records | 2024-06-01 | 1 | [8 empty] | Demolished, 1" Copper stub for future use
126 Winslow St | Watertown | 13601 | No | Copper | Unknown | Records | 2024-06-01 | 1 | Copper | Records | No | Multi Family | Unknown | 2000-05-18 | 1 | Non-Lead
127 Winslow St | Watertown | 13601 | No | Copper | Unknown | Records | 2024-06-01 | 1 | Copper | Records | No | Other | Unknown | 1937-10-17 | 0.75 | Non-Lead
132 Winslow St | Watertown | 13601 | No | Copper | Unknown | Records | 2024-06-01 | 1 | Copper | Records | No | Single Family | Unknown | 1948-09-13 | 0.75 | Non-Lead
133 Winslow St | Watertown | 13601 | No | Copper | Unknown | Records | 2024-06-01 | 1 | Copper | Records | No | Single Family | Unknown | 2024-06-01 | 1 | Non-Lead
138 Winslow St | Watertown | 13601 | No | Copper | Unknown | Records | 2024-06-01 | 1 | Copper | Records | No | Multi Family | Unknown | 1952-05-08 | 0.75 | Non-Lead
139 Winslow St | Watertown | 13601 | No | Copper | Unknown | Records | 2024-06-01 | 1 | Copper | Records | No | Multi Family | Unknown | 1991-07-09 | 1 | Non-Lead
142-144 Winslow St | Watertown | 13601 | No | Copper | Unknown | Records | 2024-06-01 | 1 | Copper | Records | No | Multi Family | Unknown | 1927-09-26 | 0.75 | Non-Lead
144 Winslow St | Watertown | 13601 | No | Copper | Unknown | Records | 2024-06-01 | 1 | Copper | Records | No | Multi Family | Unknown | 1927-09-26 | 0.75 | Non-Lead
145 Winslow St | Watertown | 13601 | No | Copper | Unknown | Records | 2024-06-01 | 1 | Copper | Records | No | Multi Family | Unknown | 1927-07-13 | 1 | Non-Lead
146 - 148 Winslow St | Watertown | 13601 | No | Copper | Unknown | Records | 2024-06-01 | 1 | Copper | Field Insp | No | Multi Family | Unknown |  | 0.75 | Non-Lead | Unknown inside Data
146-148 Winslow St | Watertown | 13601 | No | Copper | Unknown | Records | 2024-06-01 | 1 | Copper | Field Insp | No | Multi Family | Unknown |  | 0.75 | Non-Lead | Unknown inside Data
149 - 151 Winslow St | Watertown | 13601 | No | Copper | Unknown | Records | 2024-06-01 | 1 | Copper | Records | No | Multi Family | Unknown | 1928-10-03 | 1 | Non-Lead
149-151 Winslow St | Watertown | 13601 | No | Copper | Unknown | Records | 2024-06-01 | 1 | Copper | Records | No | Multi Family | Unknown | 1928-10-03 | 1 | Non-Lead
154 Winslow St | Watertown | 13601 | No | Copper | Unknown | Records | 2024-06-01 | 1 | Copper | Records | No | Multi Family | Unknown | 1925-10-03 | 1 | Non-Lead
155 Winslow St | Watertown | 13601 | No | Copper | Unknown | Records | 2024-06-01 | 1 | Galvanized | Records | No | Single Family | Unknown | 1906-04-14 | 1 | GSLRR | Galvanized inside
158 Winslow St | Watertown | 13601 | No | Copper | Unknown | Records | 2024-06-01 | 1 | Copper | Records | No | Single Family | Unknown | 1947-11-05 | 0.75 | Non-Lead
159 Winslow St | Watertown | 13601 | No | Copper | Unknown | Records | 2024-06-01 | 1 | Copper | Records | No | Multi Family | Unknown | 1928-06-17 | 0.75 | Non-Lead
163 Winslow St | Watertown | 13601 | No | Copper | Unknown | Records | 2024-06-01 | 1 |  |  | No | Multi Family | Unknown | 1932-03-07 | 0.75
164 Winslow St | Watertown | 13601 | No | Copper | Unknown | Records | 2024-06-01 | 1 | Copper | Records | No | Single Family | Unknown | 1941-09-05 | 0.75 | Non-Lead
170 - 172 Winslow St | Watertown | 13601 | No | Copper | Unknown | Records | 2024-06-01 | 1 | Copper | Records | No | Multi Family | Unknown | 1973-03-21 | 1 | Non-Lead
170-172 Winslow St | Watertown | 13601 | No | Copper | Unknown | Records | 2024-06-01 | 1 | Copper | Records | No | Multi Family | Unknown | 1973-03-21 | 1 | Non-Lead
201 Winslow St | Watertown | 13601 | No | Copper | Unknown | Records | 1992-07-08 | 1 | Copper | Records | No | Multi Family | Unknown | 1928-05-03 | 1 | Non-Lead | Fed off of Gotham St
204 Winslow St | Watertown | 13601 | No | Copper | Unknown | Records | 2024-06-01 | 1 | Copper | Records | No | Multi Family | Unknown | 1947-03-02 | 0.75 | Non-Lead
205 Winslow St | Watertown | 13601 | No | Copper | Unknown | Records | 1947-05-22 | 1 | Copper | Records | No | Multi Family | Unknown | 1947-05-22 | 0.75 | Non-Lead
207 -209 Winslow St | Watertown | 13601 | No | Copper | Unknown | Records | 2024-06-01 | 1 |  |  | No | Multi Family | Unknown |  |  |  | Unknown inside Data
207-209 Winslow St | Watertown | 13601 | No | Copper | Unknown | Records | 2024-06-01 | 1 |  |  | No | Multi Family | Unknown |  |  |  | Unknown inside Data
210 Winslow St | Watertown | 13601 | No | Copper | Unknown | Records | 2024-06-01 | 1 | Copper | Records | No | Multi Family | Unknown | 1938-04-22 | 0.75 | Non-Lead
214 Winslow St | Watertown | 13601 | No | Copper | Unknown | Records | 2024-06-01 | 1 | Copper | Records | No | Single Family | Unknown | 1927-09-26 | 0.75 | Non-Lead
215 Winslow St | Watertown | 13601 | No | Copper | Unknown | Records | 1955-09-03 | 1 | Copper | Records | No | Multi Family | Unknown | 1971-09-20 | 0.75 | Non-Lead | Fed off of Clay St
218 Winslow St | Watertown | 13601 | No | Copper | Unknown | Records | 2024-06-01 | 1 | Copper | Records | No | Multi Family | Unknown | 1935-11-06 | 0.75 | Non-Lead
220 Winslow St | Watertown | 13601 | No | Copper | Unknown | Records | 2024-06-01 | 1 | Copper | Records | No | Multi Family | Unknown | 1931-10-19 | 1 | Non-Lead
223 Winslow St | Watertown | 13601 | No | Copper | Unknown | Records | 1932-04-11 | 1 | Copper | Records | No | Multi Family | Unknown | 1932-04-11 | 1 | Non-Lead | Fed off of Clay St
224 Winslow St | Watertown | 13601 | No | Copper | Unknown | Records | 2024-06-01 | 1 | Copper | Records | No | Single Family | Unknown | 1928-08-16 | 1 | Non-Lead
227 Winslow St | Watertown | 13601 | No | Copper | Unknown | Records | 2024-06-01 | 1 | Copper | Records | No | Multi Family | Unknown | 2024-06-01 | 0.75 | Non-Lead
228 Winslow St | Watertown | 13601 | No | Copper | Unknown | Records | 2024-06-01 | 1 | Copper | Field Insp | No | Multi Family | Unknown |  | 1 | Non-Lead
231 Winslow St | Watertown | 13601 | No | Copper | Unknown | Records | 2024-06-01 | 1 | Copper | Records | No | Multi Family | Unknown | 1928-08-13 | 1 | Non-Lead
232 Winslow St | Watertown | 13601 | No | Copper | Yes | Records | 2024-06-01 | 1 | Copper | Records | No | Multi Family | Unknown | 2021-08-16 | 0.75 | Non-Lead
235 Winslow St | Watertown | 13601 | No | Copper | Unknown | Records | 2024-06-01 | 1 | Copper | Records | No | Multi Family | Unknown | 1928-08-08 | 1 | Non-Lead
238 Winslow St | Watertown | 13601 | No | Copper | Unknown | Records | 2024-06-01 | 1 | Copper | Records | No | Multi Family | Unknown | 1941-11-19 | 0.75 | Non-Lead
240 Winslow St | Watertown | 13601 | No | Copper | Unknown | Records | 2024-06-01 | 1 | Copper | Records | No | Single Family | Unknown | 1936-08-21 | 0.75 | Non-Lead
241 Winslow St | Watertown | 13601 | No | Copper | Unknown | Records | 2024-06-01 | 1 | Copper | Records | No | Multi Family | Unknown | 1941-08-01 | 1 | Non-Lead
244 Winslow St | Watertown | 13601 | No | Copper | Unknown | Records | 2024-06-01 | 1 | Copper | Records | No | Single Family | Unknown | 1941-04-19 | 0.75 | Non-Lead
245 Winslow St | Watertown | 13601 | No | Copper | Unknown | Records | 2024-06-01 | 1 | Copper | Records | No | Single Family | Unknown | 1931-07-02 | 0.75 | Non-Lead
248 Winslow St | Watertown | 13601 | No | Copper | Unknown | Records | 2024-06-01 | 1 | Galvanized | Records | No | Multi Family | Unknown | 1944-08-20 | 0.75 | GSLRR
249 Winslow St | Watertown | 13601 | No | Copper | Unknown | Records | 2024-06-01 | 1 | Copper | Records | No | Single Family | Unknown | 1933-06-09 | 0.75 | Non-Lead
252 Winslow St | Watertown | 13601 | No | Copper | Unknown | Records | 2024-06-01 | 1 | Copper | Records | No | Multi Family | Unknown | 2014-05-19 | 0.75 | Non-Lead
253 Winslow St | Watertown | 13601 | No | Copper | Unknown | Records | 2024-06-01 | 1 | Copper | Records | No | Single Family | Unknown | 2024-04-13 | 0.75 | Non-Lead
257 Winslow St | Watertown | 13601 | No | Copper | Unknown | Records | 1930-10-22 | 0.75 | Copper | Records | No | Multi Family | Unknown | 1930-10-22 | 0.75 | Non-Lead | Fed off of Hamlin St
300 - 302 Winslow St | Watertown | 13601 | No | Copper | Unknown | Records | 2024-06-01 | 1 | Galvanized | Records | No | Multi Family | Unknown | 1944-07-25 | 1 | GSLRR | Galvanized inside
300-302 Winslow St | Watertown | 13601 | No | Copper | Unknown | Records | 2024-06-01 | 1 | Galvanized | Records | No | Multi Family | Unknown | 1944-07-25 | 1 | GSLRR | Galvanized inside
306 Winslow St | Watertown | 13601 | No | Copper | Unknown | Records | 2024-06-01 | 1 | Copper | Records | No | Single Family | Unknown | 1937-07-12 | 0.75 | Non-Lead
308 Winslow St | Watertown | 13601 | No | Copper | Unknown | Records | 2024-06-01 | 1 | Copper | Records | No | School Childcare | Unknown | 1950-07-10 | 0.75 | Non-Lead
309 Winslow St | Watertown | 13601 | No | Copper | Unknown | Records | 2024-06-01 | 1 | Copper | Records | No | Single Family | Unknown | 2024-06-01 | 1 | Non-Lead
312 - 314 Winslow St | Watertown | 13601 | No | Copper | Unknown | Records | 2024-06-01 | 1 | Copper | Records | No | Multi Family | Unknown | 1932-09-30 | 0.75 | Non-Lead
312-314 Winslow St | Watertown | 13601 | No | Copper | Unknown | Records | 2024-06-01 | 1 | Copper | Records | No | Multi Family | Unknown | 1932-09-30 | 0.75 | Non-Lead
313 Winslow St | Watertown | 13601 | No | Copper | Unknown | Records | 2024-06-01 | 1 | Copper | Records | No | Multi Family | Unknown | 1948-04-22 | 0.75 | Non-Lead
317 Winslow St | Watertown | 13601 | No | Copper | Unknown | Records | 2024-06-01 | 1 | Copper | Records | No | Single Family | Unknown | 1949-08-15 | 0.75 | Non-Lead
318 Winslow St | Watertown | 13601 | No | Copper | Yes | Records | 2024-06-01 | 1 | Copper | Records | No | Multi Family | Unknown | 2021-10-19 | 1 | Non-Lead
320 Winslow St | Watertown | 13601 | No | Copper | Unknown | Records | 2024-06-01 | 1 |  |  | No | Multi Family | Unknown |  | 1 |  | Unknown inside Data
321 Winslow St | Watertown | 13601 | No | Copper | Unknown | Records | 2024-06-01 | 1 | Copper | Records | No | Multi Family | Unknown | 1933-04-24 | 1 | Non-Lead
324 Winslow St | Watertown | 13601 | No | Copper | Unknown | Records | 2024-06-01 | 1 | Copper | Field Insp | No | Single Family | Unknown |  | 1 | Non-Lead
325 Winslow St | Watertown | 13601 | No | Copper | Unknown | Records | 2024-06-01 | 1 | Copper | Records | No | Single Family | Unknown | 1935-09-03 | 0.75 | Non-Lead
326 - 328 Winslow St | Watertown | 13601 | No | Copper | Unknown | Records | 1924-06-01 | 1 | Copper | Records | No | Multi Family | Unknown | 1964-08-17 | 0.75 | Non-Lead
326-328 Winslow St | Watertown | 13601 | No | Copper | Unknown | Records | 2024-06-01 | 1 | Copper | Records | No | Multi Family | Unknown | 1964-08-17 | 0.75 | Non-Lead
329 Winslow St | Watertown | 13601 | No | Copper | Unknown | Records | 2024-06-01 | 1 | Copper | Records | No | Single Family | Unknown | 1972-04-28 | 0.75 | Non-Lead
332 Winslow St | Watertown | 13601 | No | Copper | Unknown | Records | 2024-06-01 | 1 | Copper | Records | No | Multi Family | Unknown | 1937-08-02 | 0.75 | Non-Lead
335 Winslow St | Watertown | 13601 | No | Copper | Unknown | Records | 2024-06-01 | 1 | Copper | Records | No | Multi Family | Unknown | 1940-10-16 | 0.75 | Non-Lead
336 Winslow St | Watertown | 13601 | No | Copper | Unknown | Records | 2024-06-01 | 1 | Copper | Records | No | Multi Family | Unknown | 1933-09-11 | 0.75 | Non-Lead
337 - 339 Winslow St | Watertown | 13601 | No | Copper | Unknown | Records | 2024-06-01 | 1 | Copper | Records | No | Multi Family | Unknown | 1949-08-17 | 0.75 | Non-Lead
337-339 Winslow St | Watertown | 13601 | No | Copper | Unknown | Records | 2024-06-01 | 1 | Copper | Records | No | Multi Family | Unknown | 1949-08-17 | 0.75 | Non-Lead
340 Winslow St | Watertown | 13601 | No | Copper | Unknown | Records | 2024-06-01 | 1 | Copper | Records | No | Single Family | Unknown | 1951-07-25 | 0.75 | Non-Lead
343 Winslow St | Watertown | 13601 | No | Copper | Unknown | Records | 2024-06-01 | 1 | Copper | Records | No | Multi Family | Unknown | 1952-12-15 | 0.75 | Non-Lead
344 Winslow St | Watertown | 13601 | No | Copper | Unknown | Records | 2024-06-01 | 1 | Copper | Records | No | Multi Family | Unknown | 1955-08-22 | 0.75 | Non-Lead
345 Winslow St | Watertown | 13601 | No | Copper | Unknown | Records | 2024-06-01 | 1 | Copper | Records | No | Single Family | Unknown | 1934-04-07 | 0.75 | Non-Lead
346 - 348 Winslow St | Watertown | 13601 | No | Copper | Unknown | Records | 2024-06-01 | 1 | [8 empty] | Demolished, 1" Copper stub for future use 6/1/2024
346-348 Winslow St | Watertown | 13601 | No | Copper | Unknown | Records | 2024-06-01 | 1 | [8 empty] | Demolished, 1" Copper stub for future use 6/1/2024
349 Winslow St | Watertown | 13601 | No | Copper | Unknown | Records | 2024-06-01 | 1 | Copper | Records | No | Multi Family | Unknown | 1927-04-06 | 0.75 | Non-Lead
350 Winslow St | Watertown | 13601 | No | Copper | Unknown | Records | 2024-06-01 | 1 | Copper | Records | No | Multi Family | Unknown | 1992-09-14 | 0.75 | Non-Lead
352 Winslow St | Watertown | 13601 | No | Copper | Unknown | Records | 2024-06-01 | 1 | Copper | Records | No | Multi Family | Unknown | 1992-09-14 | 0.75 | Non-Lead
353 - 355 Winslow St | Watertown | 13601 | No | Copper | Unknown | Records | 2024-06-01 | 1 | Copper | Field Insp | No | Multi Family | Unknown | 2024-06-01 | 1 | Non-Lead
353-355 Winslow St | Watertown | 13601 | No | Copper | Unknown | Records | 2024-06-01 | 1 | Copper | Field Insp | No | Multi Family | Unknown | 2024-06-01 | 1 | Non-Lead
122 Winthrop St | Watertown | 13601 | No | Copper | Unknown | Records | 1965-07-19 | 1.5 | Copper | Records | No | School Childcare | Unknown | 1965-07-19 | 1.5 | Non-Lead
123 Winthrop St | Watertown | 13601 | No | Copper | No | Records | 1949-07-28 | 1 | Copper | Records | No | Business | Unknown | 1949-07-29 | 1 | Non-Lead
128 Winthrop St | Watertown | 13601 | No | Copper | Unknown | Records | 1926-09-28 | 1 | [8 empty] | Demolished, Unknown termination point
129 Winthrop St | Watertown | 13601 | No | Copper | Unknown | Records | 1963-08-01 | 1 | Copper | Records | No | Business | Unknown | 1973-08-13 | 1 | Non-Lead
138 Winthrop St | Watertown | 13601 | No | Copper | Unknown | Records | 1974-10-08 | 1 |  |  | No | Multi Family | Unknown |  | 1 |  | Unknown inside Data
139 Winthrop St | Watertown | 13601 | No | Copper | Unknown | Records | 1977-03-15 | 0.75 | Copper | Records | No | Multi Family | Unknown | 1977-03-15 | 0.75 | Non-Lead
143 Winthrop St | Watertown | 13601 | No | Copper | Unknown | Records | 1938-04-22 | 0.75 | Copper | Records | No | Single Family | Unknown | 1938-04-22 | 0.75 | Non-Lead
146 Winthrop St | Watertown | 13601 | No | Copper | Unknown | Records | 1926-09-27 | 1 | Copper | Records | No | Multi Family | Unknown | 1926-09-27 | 1 | Non-Lead | Tap to new Main 1963 1" Copper
147 Winthrop St | Watertown | 13601 | No | Copper | Unknown | Records | 1927-11-23 | 0.75 | Copper | Records | No | Single Family | Unknown | 1927-11-23 | 0.75 | Non-Lead | Tap to new Main 1963 3/4 Copper
152 Winthrop St | Watertown | 13601 | No | Copper | Unknown | Records | 1927-06-09 | 0.75 | Unknown |  | No | Single Family | Unknown | 1927-06-09 | 0.75 | Unknown | Unknown inside Data, Tap to new Main 1963, 3/4 Copper
153 Winthrop St | Watertown | 13601 | No | Copper | Unknown | Records | 1959-04-28 | 0.75 | Copper | Records | No | Single Family | Unknown | 1959-04-28 | 0.75 | Non-Lead
156 Winthrop St | Watertown | 13601 | No | Copper | Unknown | Records | 1970-11-13 | 0.75 | Copper | Records | No | Multi Family | Unknown | 1970-11-13 | 0.75 | Non-Lead
159 - 161 Winthrop St | Watertown | 13601 | No | Copper | Unknown | Records | 1963-08-22 | 1 | Copper | Records | No | Multi Family | Unknown | 1963-08-22 | 1 | Non-Lead
159-161 Winthrop St | Watertown | 13601 | No | Copper | Unknown | Records | 1963-08-22 | 1 | Copper | Records | No | Multi Family | Unknown | 1963-08-22 | 1 | Non-Lead
164 Winthrop St | Watertown | 13601 | No | Copper | Unknown | Records | 1973-06-01 | 0.75 | Unknown |  | No | Multi Family | Unknown |  | 0.75 | Unknown | Unknown inside Data
165 Winthrop St | Watertown | 13601 | No | Copper | Unknown | Records | 1963-08-01 | 1 | Unknown |  | No | Multi Family | Unknown | 1934-07-07 | 1 | Unknown | Unknown inside Data
State St 454 Winthrop St | Watertown | 13601 | No | Copper | Unknown | Records | 1929-09-06 | 1 | Copper | Records | No | Business | Unknown | 1935-07-08 | 1 | Non-Lead | Tap to new main 1963, 1' Copper
108 - 110 Woodruff St | Watertown | 13601 | No | Copper | Unknown | Records | 1953-05-11 | 0.75 | [8 empty] | Demolished, 3/4 Copper Hot main to c/s
108-110 Woodruff St | Watertown | 13601 | No | Copper | Unknown | Records | 1953-05-11 | 0.75 | [8 empty] | Demolished, 3/4 Copper Hot main to c/s
109 Woodruff St | Watertown | 13601 | No | Copper | Unknown | Records | 1953-05-01 | 1 | [8 empty] | Demolished, 1" Copper Hot main to c/s
112 Woodruff St | Watertown | 13601 | No | Copper | Unknown | Records | 1940-10-01 | 0.75 |  |  | No | Other | Unknown |  | 0.75 |  | Unknown inside Data
113 Woodruff St | Watertown | 13601 | No | Copper | Unknown | Records | 1953-04-29 | 1 | [8 empty] | Demolished, 1" Copper Hot main to c/s
116 Woodruff St | Watertown | 13601 | No | Copper | Unknown | Records | 1936-08-03 | 0.75 | [8 empty] | Demolished, 3/4 Copper Hot main to c/s
117 Woodruff St | Watertown | 13601 | No | Copper | Unknown | Records | 1953-05-07 | 0.75 | [8 empty] | Demolished, 3/4 Copper Hot main to c/s
120 Woodruff St | Watertown | 13601 | No | Copper | Unknown | Records | 1936-07-17 | 0.75 | [8 empty] | Demolished, Unknown termination point
121 Woodruff St | Watertown | 13601 | No | Copper | Unknown | Records | 1953-04-20 | 0.75 | [8 empty] | Demolished, Unknown termination point
124 Woodruff St | Watertown | 13601 | No | Copper | Unknown | Records | 1932-12-13 | 0.75 | [8 empty] | Demolished, Unknown termination point
125 Woodruff St | Watertown | 13601 | No | Copper | Unknown | Records | 1940-10-08 | 0.75 | [8 empty] | Demolished, 3/4 Copper Hot main toc/s
128 Woodruff St | Watertown | 13601 | No | Copper | Unknown | Records | 1940-08-06 | 0.75 | [8 empty] | Demolished, Unknown termination point
129 Woodruff St | Watertown | 13601 | No | Copper | Unknown | Records | 1953-07-13 | 0.75 | [8 empty] | Demolished, 3/4 Copper Hot main to c/s
132 - 134 Woodruff St | Watertown | 13601 | No | Copper | Unknown | Records | 1953-05-11 | 0.75 | [8 empty] | Demolished, 3/4 Copper Hot main to c/s
132-134 Woodruff St | Watertown | 13601 | No | Copper | Unknown | Records | 1953-05-11 | 0.75 | [8 empty] | Demolished, 3/4 Copper Hot main to c/s
136 Woodruff St | Watertown | 13601 | No | Copper | Unknown | Records | 1953-07-13 | 0.75 | [8 empty] | Demolished, Unknown termination point
140 Woodruff St | Watertown | 13601 | No | Copper | Unknown | Records | 1953-07-13 | 0.75 | [8 empty] | Demolished, Unknown Data
143 Woodruff St | Watertown | 13601 | No | Copper | Unknown | Records | 1953-07-13 | 0.75 | [8 empty] | Demolished, 3/4 Copper Hot main to c/s
144 Woodruff St | Watertown | 13601 | No | Copper | Unknown | Records | 1953-07-13 | 0.75 | [8 empty] | Demolished, Unknown termination point
145 Woodruff St | Watertown | 13601 | No | Copper | Unknown | Records | 1953-05-11 | 0.75 | [8 empty] | Demolished, Unknown termination point
149 Woodruff St | Watertown | 13601 | No | Copper | Unknown | Records | 1953-07-13 | 0.75 | [8 empty] | Demolished, 3/4 Copper Hot main to c/s
150 Woodruff St | Watertown | 13601 | No | Copper | Unknown | Records | 1953-07-13 | 0.75 | [8 empty] | Demolished, 3/4 Copper Hot main to c/s
154 Woodruff St | Watertown | 13601 | No | Copper | Unknown | Records | 1953-07-13 | 0.75 | [8 empty] | Demolished, 3/4 Copper Hot main to c/s
155 Woodruff St | Watertown | 13601 | No | Copper | Unknown | Records | 1953-05-11 | 0.75 | [8 empty] | Demolished, 3/4 Copper Hot main to c/s
157 Woodruff St | Watertown | 13601 | No | Copper | Unknown | Records | 1953-05-05 | 0.75 | [8 empty] | Demolished, 3/4 Copper Hot main to c/s
158 Woodruff St | Watertown | 13601 | No | Copper | Unknown | Records | 1953-07-13 | 0.75 | [8 empty] | Demolished, 3/4 Copper Hot main to c/s
161 Woodruff St | Watertown | 13601 | No | Copper | Unknown | Records | 1945-03-19 | 0.75 | [8 empty] | Demolished, Unknown termination point
162 Woodruff St | Watertown | 13601 | No | Copper | Unknown | Records | 1953-07-13 | 0.75 | Copper | Records | No | Multi Family | Unknown | 1928-07-27 | 0.75 | Non-Lead | Fed off of Sherman St
165 Woodruff St | Watertown | 13601 | No | Copper | Unknown | Records | 1944-08-17 | 0.75 | [8 empty] | Demolished, Unknown termination point
SMC 8 inch Gate (near 144 Woodruff St)) Woodruff St | Watertown | 13601 | No | Known Other | No | Records | 2001-01-18 | 8 | Known Other | Records | No | Business | Unknown | 2001-01-18 | 8 | Non-Lead | 8" D.I.P
306 Woodruff St W | Watertown | 13601 | Unknown | Unknown | Unknown | [5 empty] | Unknown | Single Family | Unknown |  |  |  | Unknown Data inside and City side
311 Woodruff St W | Watertown | 13601 | No | Copper | Unknown | Records | 1931-09-17 | 0.75 | Copper | Records | No | Single Family | Unknown | 1931-09-17 | 0.75 | Non-Lead
312 Woodruff St W | Watertown | 13601 | No | Copper | Unknown | Records | 1948-08-20 | 0.75 | Copper | Records | No | Single Family | Unknown | 1948-08-20 | 0.75 | Non-Lead
316 Woodruff St W | Watertown | 13601 | No | Copper | Unknown | Records | 1980-07-01 | 0.75 | Copper | Records | No | Single Family | Unknown | 1980-07-01 | 0.75 | Non-Lead
317 Woodruff St W | Watertown | 13601 | No | Copper | Unknown | Records | 1948-10-04 | 0.75 | Copper | Records | No | Single Family | Unknown | 1948-10-04 | 0.75 | Non-Lead
320 Woodruff St W | Watertown | 13601 | No | Copper | Unknown | Records | 1944-06-29 | 0.75 | Unknown | Records | No | Single Family | Unknown | 1903-08-06 | 0.75 | Unknown | Unknown inside Data
321 Woodruff St W | Watertown | 13601 | No | Copper | Unknown | Records | 1953-08-13 | 0.75 | Copper | Records | No | Single Family | Unknown | 1953-08-13 | 0.75 | Non-Lead
324 Woodruff St W | Watertown | 13601 | No | Copper | Unknown | Records | 1926-10-16 | 0.75 |  |  | No | Single Family | Unknown |  | 0.75 |  | Unknown inside Data
332 Woodruff St W | Watertown | 13601 | No | Copper | Unknown | Records | 1949-07-01 | 0.75 | Copper | Records | No | Single Family | Unknown | 1949-07-01 | 0.75 | Non-Lead
333 Woodruff St W | Watertown | 13601 | Unknown | Copper | Unknown | Records | 1926-06-26 | 0.75 | Known Other | Records | Unknown | Single Family | Unknown | 1926-06-26 | 0.75 | Non-Lead | Wrought iron pipe inside
348 Woodruff St W | Watertown | 13601 | No | Copper | No | Records | 1987-05-07 | 1 | Copper | Records | No | Single Family | Unknown | 1987-05-07 | 1 | Non-Lead
600 WT Field Dr | Watertown | 13601 | No | Known Other | No | Records | 1964-06-01 | 4 | Known Other | Records | No | Other | Unknown | 1964-09-01 | 4 | Non-Lead | Ice Arena and Pool
615 Grandstand WT Field Dr | Watertown | 13601 | No | Known Other | No | Records | 1990-06-01 | 4 | Known Other | Records | No | Other | Unknown | 1990-06-01 | 4 | Non-Lead
Sewage Treatment Plant WT Field Dr | Watertown | 13601 | No | Known Other | No | Records | 1964-06-01 | 8 | Known Other | Records | No | Other | Unknown | 1964-06-01 | 8 | Non-Lead
105 Wyoming Ave | Watertown | 13601 | No | Copper | No | Records | 1996-09-24 | 1 | Copper | Field Insp | No | Single Family | Unknown | 1938-08-29 | 0.75 | Non-Lead
109 Wyoming Ave | Watertown | 13601 | No | Copper | Unknown | Records | 1996-09-24 | 1 | Copper | Records | No | Multi Family | Unknown | 1938-08-29 | 0.75 | Non-Lead
114 Wyoming Ave | Watertown | 13601 | No | Copper | Unknown | Records | 1996-09-24 | 1 | Copper | Records | No | Single Family | Unknown | 1938-09-09 | 0.75 | Non-Lead
119 Wyoming Ave | Watertown | 13601 | No | Copper | No | Records | 1996-09-24 | 1 | Copper | Records | No | Single Family | Unknown | 1948-11-15 | 0.75 | Non-Lead
123 - 125 Wyoming Ave | Watertown | 13601 | No | Copper | No | Records | 1996-10-03 | 1 | Copper | Records | No | Single Family | Unknown | 1959-08-04 | 0.75 | Non-Lead
123-125 Wyoming Ave | Watertown | 13601 | No | Copper | No | Records | 1996-10-03 | 1 | Copper | Records | No | Single Family | Unknown | 1959-08-04 | 0.75 | Non-Lead
126 Wyoming Ave | Watertown | 13601 | No | Copper | No | Records | 1996-09-24 | 1 | Copper | Records | No | Single Family | Unknown | 1947-06-16 | 0.75 | Non-Lead
127 Wyoming Ave | Watertown | 13601 | No | Copper | No | Records | 1996-09-24 | 1 | Copper | Records | No | Single Family | Unknown | 1949-11-21 | 0.75 | Non-Lead
130 Wyoming Ave | Watertown | 13601 | No | Copper | No | Records | 1996-09-24 | 1 | Copper | Records | No | Single Family | Unknown | 1948-06-11 | 0.75 | Non-Lead
131 Wyoming Ave | Watertown | 13601 | No | Copper | No | Records | 1996-09-25 | 1 | Copper | Records | No | Single Family | Unknown | 1990-05-14 | 0.75 | Non-Lead
135 Wyoming Ave | Watertown | 13601 | No | Copper | No | Records | 1996-09-25 | 1 | Copper | Records | No | Single Family | Unknown | 2001-10-02 | 1 | Non-Lead
138 Wyoming Ave | Watertown | 13601 | No | Copper | No | Records | 1971-08-23 | 0.75 | Copper | Records | No | Single Family | Unknown | 1971-08-23 | 0.75 | Non-Lead | Fed off of Columbia St
139 Wyoming Ave | Watertown | 13601 | No | Copper | Unknown | Records | 1938-06-01 | 0.75 | Copper | Records | No | Single Family | Unknown | 2014-08-11 | 1 | Non-Lead | Fed off of Columbia St
207 Wyoming Ave | Watertown | 13601 | No | Copper | No | Records | 1996-09-24 | 1 | Copper | Records | No | Single Family | Unknown | 1955-10-10 | 0.75 | Non-Lead
208 Wyoming Ave | Watertown | 13601 | No | Copper | Unknown | Records | 1996-09-23 | 1 | Galvanized | Records | No | Single Family | Unknown | 1922-10-24 | 1 | GSLRR | Galvanized inside
214 Wyoming Ave | Watertown | 13601 | No | Copper | No | Records | 1996-09-23 | 1 | Copper | Records | No | Single Family | Unknown | 2006-04-03 | 0.75 | Non-Lead
216 Wyoming Ave | Watertown | 13601 | No | Copper | No | Records | 1996-09-23 | 1 | Copper | Records | No | Single Family | Unknown | 1960-06-08 | 0.75 | Non-Lead
220 Wyoming Ave | Watertown | 13601 | No | Copper | Unknown | Records | 1996-09-23 | 1 | Galvanized | Records | No | Single Family | Unknown | 1925-04-08 | 1 | GSLRR | Galvanized inside
221 Wyoming Ave | Watertown | 13601 | No | Copper | No | Records | 1996-09-24 | 1 | Copper | Records | No | Single Family | Unknown | 1962-05-25 | 0.75 | Non-Lead
225 Wyoming Ave | Watertown | 13601 | No | Copper | No | Records | 1960-09-24 | 1 | Copper | Records | No | Single Family | Unknown | 1952-11-12 | 0.75 | Non-Lead
230 Wyoming Ave | Watertown | 13601 | No | Copper | No | Records | 1996-09-23 | 1 | Copper | Records | No | Single Family | Unknown | 1952-04-10 | 0.75 | Non-Lead
237 Wyoming Ave | Watertown | 13601 | No | Copper | No | Records | 1996-09-23 | 1 | Copper | Records | No | Single Family | Unknown | 1956-06-08 | 0.75 | Non-Lead
243 Wyoming Ave | Watertown | 13601 | No | Copper | No | Records | 1996-09-23 | 1 | Copper | Records | No | Single Family | Unknown | 1987-06-12 | 0.75 | Non-Lead